## Gen_Codes
Table III-1: Existing Generating Facilities Codes and Abbreviations
[6 empty] | FUEL TYPE |  |  |  | UNIT TYPE
[5 empty] | BAT - | Battery |  |  | CC - | Combined Cycle
[5 empty] | BIT - | Bituminous Coal |  |  | CG - | Cogeneration
[5 empty] | BUT - | Butane |  |  | CT - | Combustion Turbine Portion (CC)
[5 empty] | COL - | Liquefied Coal |  |  | CW - | Waste Heat Only (CC)
[5 empty] | FO2 - | No. 2 Fuel Oil |  |  | ES - | Energy Storage
[5 empty] | FO4 - | No. 4 Fuel Oil |  |  | FC - | Fuel Cell
[5 empty] | FO6 - | No. 6 Fuel Oil |  |  | GT - | Combustion Turbine
[5 empty] | FW - | Fly Wheel |  |  | HY - | Conventional Hydro
[5 empty] | JF - | Jet Fuel |  |  | IC - | Internal Combustion
[5 empty] | KER - | Kerosene |  |  | IG - | Integrated Coal Gasification (CC)
[5 empty] | MTE - | Methane (Bio Gas) |  |  | JE - | Jet Engine
[5 empty] | NG - | Natural Gas |  |  | NB - | Steam (BWR Nuclear)
[5 empty] | OT - | Other (Describe In Footnote) |  |  | NP - | Steam (PWR Nuclear)
[5 empty] | REF - | Refuse (Solid Waste) |  |  | PS - | Pumped Storage Hydro
[5 empty] | SUN - | Sunlight |  |  | PV - | Photovoltaic
[5 empty] | UR - | Uranium |  |  | ST - | Steam Turbine (Fossil)
[5 empty] | WAT - | Water |  |  | WT - | Wind Turbine
[5 empty] | WD - | Wood and/or Wood Waste
[5 empty] | WND - | Wind
|  | COUNTY CODES |  |  |  | COUNTY CODES |  |  |  |  | COUNTY CODES |  | COUNTY CODES
|  | NEW YORK - NY - 36 |  |  |  | PENNSYLVANIA - PA - 42 |  |  |  |  | MASSACHUSETTS - MA - 25 |  | NEW JERSEY - NJ - 34
| 001 - | Albany | 063 - | Niagara | 001 - | Adams | 067 - | Juniata |  | 001 - | Barnstable | 001 - | Atlantic
| 003 - | Allegany | 065 - | Oneida | 003 - | Allegheny | 069 - | Lackawanna |  | 003 - | Berkshire | 003 - | Bergen
| 005 - | Bronx | 067 - | Onondaga | 005 - | Armstrong | 071 - | Lancaster |  | 005 - | Bristol | 005 - | Burlington
| 007 - | Broome | 069 - | Ontario | 007 - | Beaver | 073 - | Lawrence |  | 007 - | Dukes | 007 - | Camden
| 009 - | Cattaraugus | 071 - | Orange | 009 - | Bedford | 075 - | Lebannon |  | 009 - | Essex | 009 - | Cape May
| 011 - | Cayuga | 073 - | Orleans | 011 - | Berks | 077 - | Lehigh |  | 011 - | Franklin | 011 - | Cumberland
| 013 - | Chautauqua | 075 - | Oswego | 013 - | Blair | 079 - | Luzerne |  | 013 - | Hampden | 013 - | Essex
| 015 - | Chemung | 077 - | Otsego | 015 - | Bradford | 081 - | Lycoming |  | 015 - | Hampshire | 015 - | Gloucester
| 017 - | Chenango | 079 - | Putnam | 017 - | Bucks | 083 - | McKean |  | 017 - | Middlesex | 017 - | Hudson
| 019 - | Clinton | 081 - | Queens | 019 - | Butler | 085 - | Mercer |  | 019 - | Nantucket | 019 - | Hunterdon
| 021 - | Columbia | 083 - | Rensselaer | 021 - | Cambria | 087 - | Mifflin |  | 021 - | Norfolk | 021 - | Mercer
| 023 - | Cortland | 085 - | Richmond | 023 - | Cameron | 089 - | Monroe |  | 023 - | Plymouth | 023 - | Middlesex
| 025 - | Delaware | 087 - | Rockland | 025 - | Carbon | 091 - | Montgomery |  | 025 - | Suffolk | 025 - | Monmouth
| 027 - | Dutchess | 089 - | St Lawrence | 027 - | Centre | 093 - | Montour |  | 027 - | Worcester | 027 - | Morris
| 029 - | Erie | 091 - | Saratoga | 029 - | Chester | 095 - | Northhampton |  |  |  | 029 - | Ocean
| 031 - | Essex | 093 - | Schenectady | 031 - | Clarion | 097 - | Northumberland |  |  |  | 031 - | Passaic
| 033 - | Franklin | 095 - | Schoharie | 033 - | Clearfield | 099 - | Perry |  |  |  | 033 - | Salem
| 035 - | Fulton | 097 - | Schuyler | 035 - | Clinton | 101 - | Philadelphia |  |  |  | 035 - | Somerset
| 037 - | Genesee | 099 - | Seneca | 037 - | Columbia | 103 - | Pike |  |  |  | 037 - | Sussex
| 039 - | Greene | 101 - | Steuben | 039 - | Crawford | 105 - | Potter |  |  |  | 039 - | Union
| 041 - | Hamilton | 103 - | Suffolk | 041 - | Cumberland | 107 - | Schuylkill |  |  |  | 041 - | Warren
| 043 - | Herkimer | 105 - | Sullivan | 043 - | Dauphin | 109 - | Snyder
| 045 - | Jefferson | 107 - | Tioga | 045 - | Delaware | 111 - | Somerset
| 047 - | Kings | 109 - | Tompkins | 047 - | Elk | 113 - | Sullivan
| 049 - | Lewis | 111 - | Ulster | 049 - | Erie | 115 - | Susquehanna
| 051 - | Livingston | 113 - | Warren | 051 - | Fayette | 117 - | Tioga
| 053 - | Madison | 115 - | Washington | 053 - | Forest | 119 - | Union
| 055 - | Monroe | 117 - | Wayne | 055 - | Franklin | 121 - | Venango
| 057 - | Montgomery | 119 - | Westchester | 057 - | Fulton | 123 - | Warren
| 059 - | Nassau | 121 - | Wyoming | 059 - | Greene | 125 - | Washington
| 061 - | New York | 123 - | Yates | 061 - | Huntingdon | 127 - | Wayne
[5 empty] | 063 - | Indiana | 129 - | Westmoreland
[5 empty] | 065 - | Jefferson | 131 - | Wyoming
[7 empty] | 133 - | York

## NYCA_2019
TABLE III - 2
EXISTING GENERATING FACILITIES
LINE | Owner, |  |  |  | Location |  |  |  | Name | 2019 |  | 2019 |  | D |  | Fuel (U) |  | 2018
REF. | Operator, | [6 empty] | In-Service | Plate | CRIS (A) |  | Capability (B) |  | U |  |  |  | Net (C)
NO. | and / or | [6 empty] | Date | Rating (V) | MW |  | MW |  | A | Unit | Type | Type | Energy | Notes
| Billing Organization | Station Unit | Zone | PTID | Town | Cnty | St | YYYY-MM-DD | MW | SUM | WIN | SUM | WIN | L | Type | 1 | 2 | GWh
a | b | c | d | e | f | g | h | i | j | k | l | m | n | o | p | q | r | s | t
R1065 | Bayonne Energy Center, LLC | Bayonne EC CTG9 | J | 323749 | Bayonne NJ | 017 | 34 | 2018-06-01 | 64 | 60.2 | 64.7 | 61.3 | 65.6 | YES | JE | NG | KER | 65.7 | (1) (N)
R1002 | Astoria Energy II, LLC | Astoria Energy 2 - CC4 | J | 323678 | Queens | 081 | 36 | 2011-07-01 | 330 | 288 | 376.3 | 286.5 | 331.8 | YES | CC | NG | FO2
R1143 | EDP Renewables NA | Arkwright Summit Wind Farm | A | 323751 | Arkwright | 013 | 36 | 2018-09-01 | 78.4 | 0 | 0 | 0 | 0 |  | WT | WND |  | 82 | (10) (N)
R1004 | Astoria Energy, LLC | Astoria East Energy - CC2 | J | 323582 | Queens | 081 | 36 | 2006-04-01 | 320 | 292.6 | 355.3 | 290.1 | 332.5 | YES | CC | NG | FO2
R1005 | Astoria Generating Company L.P. | Astoria 2 | J | 24149 | Queens | 081 | 36 | 1954-03-01 | 180 | 177 | 177 | 172.4 | 170.5 |  | ST | NG |  | 12.6
R1006 | Astoria Generating Company L.P. | Astoria 3 | J | 23516 | Queens | 081 | 36 | 1958-09-01 | 376 | 369.9 | 369.9 | 370.2 | 373.2 | YES | ST | FO6 | NG | 307.3
R1007 | Astoria Generating Company L.P. | Astoria 5 | J | 23518 | Queens | 081 | 36 | 1962-05-01 | 387 | 376.3 | 376.3 | 376.9 | 384.2 | YES | ST | FO6 | NG | 757.8
R1008 | Astoria Generating Company L.P. | Astoria GT 01 | J | 23523 | Queens | 081 | 36 | 1967-07-01 | 16 | 15.7 | 20.5 | 14.2 | 18.9 |  | GT | NG |  | 1
R1009 | Astoria Generating Company L.P. | Gowanus 1-1 | J | 24077 | Brooklyn | 047 | 36 | 1971-06-01 | 20 | 19.1 | 24.9 | 18.8 | 24.4 |  | GT | FO2 |  | 0.3
R1010 | Astoria Generating Company L.P. | Gowanus 1-2 | J | 24078 | Brooklyn | 047 | 36 | 1971-06-01 | 20 | 17.1 | 22.3 | 19.4 | 24.9 |  | GT | FO2 |  | 0.2
R1011 | Astoria Generating Company L.P. | Gowanus 1-3 | J | 24079 | Brooklyn | 047 | 36 | 1971-06-01 | 20 | 17.2 | 22.5 | 17.7 | 22.9 |  | GT | FO2 |  | 0.2
R1012 | Astoria Generating Company L.P. | Gowanus 1-4 | J | 24080 | Brooklyn | 047 | 36 | 1971-06-01 | 20 | 17.1 | 22.3 | 16.7 | 21.3 |  | GT | FO2 |  | 0.1
R1013 | Astoria Generating Company L.P. | Gowanus 1-5 | J | 24084 | Brooklyn | 047 | 36 | 1971-06-01 | 20 | 16.5 | 21.6 | 17.2 | 22.3 |  | GT | FO2 |  | 0.1
R1014 | Astoria Generating Company L.P. | Gowanus 1-6 | J | 24111 | Brooklyn | 047 | 36 | 1971-06-01 | 20 | 18 | 23.5 | 16.6 | 21.4 |  | GT | FO2 |  | 0.1
R1015 | Astoria Generating Company L.P. | Gowanus 1-7 | J | 24112 | Brooklyn | 047 | 36 | 1971-06-01 | 20 | 17.6 | 23 | 17.6 | 22.4 |  | GT | FO2 |  | 0.1
R1016 | Astoria Generating Company L.P. | Gowanus 1-8 | J | 24113 | Brooklyn | 047 | 36 | 1971-06-01 | 20 | 16.1 | 21 | 15.9 | 20.9 |  | GT | FO2 |  | 0
R1017 | Astoria Generating Company L.P. | Gowanus 2-1 | J | 24114 | Brooklyn | 047 | 36 | 1971-06-01 | 20 | 17.9 | 23.4 | 17 | 22.5 | YES | GT | FO2 | NG | 1.9
R1018 | Astoria Generating Company L.P. | Gowanus 2-2 | J | 24115 | Brooklyn | 047 | 36 | 1971-06-01 | 20 | 18.8 | 24.6 | 18.3 | 24.1 | YES | GT | FO2 | NG | 1.8
R1019 | Astoria Generating Company L.P. | Gowanus 2-3 | J | 24116 | Brooklyn | 047 | 36 | 1971-06-01 | 20 | 20.6 | 26.9 | 19.1 | 24.9 | YES | GT | FO2 | NG | 1.9
R1020 | Astoria Generating Company L.P. | Gowanus 2-4 | J | 24117 | Brooklyn | 047 | 36 | 1971-06-01 | 20 | 19.3 | 25.2 | 17.3 | 23.1 | YES | GT | FO2 | NG | 0.8
R1021 | Astoria Generating Company L.P. | Gowanus 2-5 | J | 24118 | Brooklyn | 047 | 36 | 1971-06-01 | 20 | 18.6 | 24.3 | 18 | 23.4 | YES | GT | FO2 | NG | 0.6
R1022 | Astoria Generating Company L.P. | Gowanus 2-6 | J | 24119 | Brooklyn | 047 | 36 | 1971-06-01 | 20 | 20.3 | 26.5 | 19.5 | 24.9 | YES | GT | FO2 | NG | 1
R1023 | Astoria Generating Company L.P. | Gowanus 2-7 | J | 24120 | Brooklyn | 047 | 36 | 1971-06-01 | 20 | 19.6 | 25.6 | 19.1 | 24.7 | YES | GT | FO2 | NG | 1
R1024 | Astoria Generating Company L.P. | Gowanus 2-8 | J | 24121 | Brooklyn | 047 | 36 | 1971-06-01 | 20 | 17.7 | 23.1 | 17.7 | 22.9 | YES | GT | FO2 | NG | 0.4
R1025 | Astoria Generating Company L.P. | Gowanus 3-1 | J | 24122 | Brooklyn | 047 | 36 | 1971-07-01 | 20 | 17.7 | 23.1 | 16.9 | 21.9 | YES | GT | FO2 | NG | 0.9
R1026 | Astoria Generating Company L.P. | Gowanus 3-2 | J | 24123 | Brooklyn | 047 | 36 | 1971-07-01 | 20 | 17.7 | 23.1 | 17.1 | 22.6 | YES | GT | FO2 | NG | 0.7
R1027 | Astoria Generating Company L.P. | Gowanus 3-3 | J | 24124 | Brooklyn | 047 | 36 | 1971-07-01 | 20 | 19.8 | 25.9 | 18 | 23.8 | YES | GT | FO2 | NG | 1
R1028 | Astoria Generating Company L.P. | Gowanus 3-4 | J | 24125 | Brooklyn | 047 | 36 | 1971-07-01 | 20 | 17.9 | 23.4 | 16.2 | 21.4 | YES | GT | FO2 | NG | 1
R1029 | Astoria Generating Company L.P. | Gowanus 3-5 | J | 24126 | Brooklyn | 047 | 36 | 1971-07-01 | 20 | 19 | 24.8 | 17.3 | 22.8 | YES | GT | FO2 | NG | 1.4
R1030 | Astoria Generating Company L.P. | Gowanus 3-6 | J | 24127 | Brooklyn | 047 | 36 | 1971-07-01 | 20 | 17.6 | 23 | 15.5 | 21 | YES | GT | FO2 | NG | 0.7
R1031 | Astoria Generating Company L.P. | Gowanus 3-7 | J | 24128 | Brooklyn | 047 | 36 | 1971-07-01 | 20 | 18.1 | 23.6 | 18.1 | 23.9 | YES | GT | FO2 | NG | 0.5
R1032 | Astoria Generating Company L.P. | Gowanus 3-8 | J | 24129 | Brooklyn | 047 | 36 | 1971-07-01 | 20 | 19 | 24.8 | 16.9 | 23.9 | YES | GT | FO2 | NG | 0.5
R1033 | Astoria Generating Company L.P. | Gowanus 4-1 | J | 24130 | Brooklyn | 047 | 36 | 1971-07-01 | 20 | 16.8 | 21.9 | 18.9 | 24.4 |  | GT | FO2 |  | 0.2
R1034 | Astoria Generating Company L.P. | Gowanus 4-2 | J | 24131 | Brooklyn | 047 | 36 | 1971-07-01 | 20 | 17.3 | 22.6 | 17.6 | 22.5 |  | GT | FO2 |  | 0.2
R1035 | Astoria Generating Company L.P. | Gowanus 4-3 | J | 24132 | Brooklyn | 047 | 36 | 1971-07-01 | 20 | 17.6 | 23 | 16.6 | 20.4 |  | GT | FO2 |  | 0.1
R1036 | Astoria Generating Company L.P. | Gowanus 4-4 | J | 24133 | Brooklyn | 047 | 36 | 1971-07-01 | 20 | 17.1 | 22.3 | 16.5 | 22.3 |  | GT | FO2 |  | 0.1
R1037 | Astoria Generating Company L.P. | Gowanus 4-5 | J | 24134 | Brooklyn | 047 | 36 | 1971-07-01 | 20 | 17.1 | 22.3 | 16.4 | 22.1 |  | GT | FO2 |  | 0.1
R1038 | Astoria Generating Company L.P. | Gowanus 4-6 | J | 24135 | Brooklyn | 047 | 36 | 1971-07-01 | 20 | 18.6 | 24.3 | 18.1 | 23 |  | GT | FO2 |  | 0.1
R1039 | Astoria Generating Company L.P. | Gowanus 4-7 | J | 24136 | Brooklyn | 047 | 36 | 1971-07-01 | 20 | 16.6 | 21.7 | 17.2 | 21.7 |  | GT | FO2 |  | 0
R1040 | Astoria Generating Company L.P. | Gowanus 4-8 | J | 24137 | Brooklyn | 047 | 36 | 1971-07-01 | 20 | 19 | 24.8 | 17.4 | 21.9 |  | GT | FO2 |  | 0.2
R1041 | Astoria Generating Company L.P. | Narrows 1-1 | J | 24228 | Brooklyn | 047 | 36 | 1972-05-01 | 22 | 21 | 27.4 | 19.3 | 24.9 | YES | GT | FO2 | NG | 6.4
R1042 | Astoria Generating Company L.P. | Narrows 1-2 | J | 24229 | Brooklyn | 047 | 36 | 1972-05-01 | 22 | 19.5 | 25.5 | 17.1 | 23.8 | YES | GT | FO2 | NG | 3.6
R1043 | Astoria Generating Company L.P. | Narrows 1-3 | J | 24230 | Brooklyn | 047 | 36 | 1972-05-01 | 22 | 20.4 | 26.6 | 18.3 | 24.9 | YES | GT | FO2 | NG | 4
R1044 | Astoria Generating Company L.P. | Narrows 1-4 | J | 24231 | Brooklyn | 047 | 36 | 1972-05-01 | 22 | 20.1 | 26.3 | 18.8 | 24.9 | YES | GT | FO2 | NG | 2.7
R1045 | Astoria Generating Company L.P. | Narrows 1-5 | J | 24232 | Brooklyn | 047 | 36 | 1972-05-01 | 22 | 19.8 | 25.9 | 19.9 | 24.9 | YES | GT | FO2 | NG | 3
R1046 | Astoria Generating Company L.P. | Narrows 1-6 | J | 24233 | Brooklyn | 047 | 36 | 1972-05-01 | 22 | 18.9 | 24.7 | 16.5 | 22.2 | YES | GT | FO2 | NG | 3
R1047 | Astoria Generating Company L.P. | Narrows 1-7 | J | 24234 | Brooklyn | 047 | 36 | 1972-05-01 | 22 | 18.4 | 24 | 19.4 | 24.9 | YES | GT | FO2 | NG | 6.1
R1048 | Astoria Generating Company L.P. | Narrows 1-8 | J | 24235 | Brooklyn | 047 | 36 | 1972-05-01 | 22 | 19.9 | 26 | 17.5 | 23.2 | YES | GT | FO2 | NG | 4.6
R1049 | Astoria Generating Company L.P. | Narrows 2-1 | J | 24236 | Brooklyn | 047 | 36 | 1972-06-01 | 22 | 19.4 | 25.3 | 19.2 | 24.8 | YES | GT | FO2 | NG | 3.4
R1050 | Astoria Generating Company L.P. | Narrows 2-2 | J | 24237 | Brooklyn | 047 | 36 | 1972-06-01 | 22 | 18.7 | 24.4 | 16.4 | 22.9 | YES | GT | FO2 | NG | 3.4
R1051 | Astoria Generating Company L.P. | Narrows 2-3 | J | 24238 | Brooklyn | 047 | 36 | 1972-06-01 | 22 | 18.4 | 24 | 17.5 | 23.8 | YES | GT | FO2 | NG | 3.4
R1052 | Astoria Generating Company L.P. | Narrows 2-4 | J | 24239 | Brooklyn | 047 | 36 | 1972-06-01 | 22 | 18.4 | 24 | 17.9 | 24.2 | YES | GT | FO2 | NG | 7
R1053 | Astoria Generating Company L.P. | Narrows 2-5 | J | 24240 | Brooklyn | 047 | 36 | 1972-06-01 | 22 | 19.9 | 26 | 18.1 | 24.4 | YES | GT | FO2 | NG | 4.8
R1054 | Astoria Generating Company L.P. | Narrows 2-6 | J | 24241 | Brooklyn | 047 | 36 | 1972-06-01 | 22 | 18.1 | 23.6 | 16.3 | 21.9 | YES | GT | FO2 | NG | 2.8
R1055 | Astoria Generating Company L.P. | Narrows 2-7 | J | 24242 | Brooklyn | 047 | 36 | 1972-06-01 | 22 | 20.7 | 27 | 18.5 | 24.9 | YES | GT | FO2 | NG | 6.6
R1056 | Astoria Generating Company L.P. | Narrows 2-8 | J | 24243 | Brooklyn | 047 | 36 | 1972-06-01 | 22 | 17.5 | 22.9 | 16.3 | 21.9 | YES | GT | FO2 | NG | 6.4
R1057 | Bayonne Energy Center, LLC | Bayonne EC CTG1 | J | 323682 | Bayonne NJ | 017 | 34 | 2012-06-01 | 64 | 64 | 66.5 | 57.5 | 62.9 | YES | JE | NG | KER | 78.1
R1058 | Bayonne Energy Center, LLC | Bayonne EC CTG2 | J | 323683 | Bayonne NJ | 017 | 34 | 2012-06-01 | 64 | 64 | 66.5 | 57.9 | 62.5 | YES | JE | NG | KER | 86.6
R1059 | Bayonne Energy Center, LLC | Bayonne EC CTG3 | J | 323684 | Bayonne NJ | 017 | 34 | 2012-06-01 | 64 | 64 | 66.5 | 59.3 | 62.3 | YES | JE | NG | KER | 72.4
R1060 | Bayonne Energy Center, LLC | Bayonne EC CTG4 | J | 323685 | Bayonne NJ | 017 | 34 | 2012-06-01 | 64 | 64 | 66.5 | 56.5 | 62.4 | YES | JE | NG | KER | 74.3
R1061 | Bayonne Energy Center, LLC | Bayonne EC CTG5 | J | 323686 | Bayonne NJ | 017 | 34 | 2012-06-01 | 64 | 64 | 66.5 | 56.5 | 62.4 | YES | JE | NG | KER | 79.8
R1062 | Bayonne Energy Center, LLC | Bayonne EC CTG6 | J | 323687 | Bayonne NJ | 017 | 34 | 2012-06-01 | 64 | 64 | 66.5 | 57.7 | 62.7 | YES | JE | NG | KER | 72.1
R1063 | Bayonne Energy Center, LLC | Bayonne EC CTG7 | J | 323688 | Bayonne NJ | 017 | 34 | 2012-06-01 | 64 | 64 | 66.5 | 59.7 | 63.1 | YES | JE | NG | KER | 89.9
R1064 | Bayonne Energy Center, LLC | Bayonne EC CTG8 | J | 323689 | Bayonne NJ | 017 | 34 | 2012-06-01 | 64 | 64 | 66.5 | 58.5 | 62.9 | YES | JE | NG | KER | 80.7
R1345 | Helix Ravenswood, LLC | Ravenswood 2-1 (IIFO - 4/1/18) | J | 24244 | Queens | 081 | 36 | 1970-12-01 | 42.9 | 40.4 | 51.4 | 0 | 0 | YES | JE | NG | KER | 0.2 | (11) (I)
R1346 | Helix Ravenswood, LLC | Ravenswood 2-2 (IIFO - 4/1/18) | J | 24245 | Queens | 081 | 36 | 1970-12-01 | 42.9 | 37.6 | 47.8 | 0 | 0 | YES | JE | NG | KER | 0 | (11) (I)
R1347 | Helix Ravenswood, LLC | Ravenswood 2-3 (IIFO - 4/1/18) | J | 24246 | Queens | 081 | 36 | 1970-12-01 | 42.9 | 39.2 | 49.9 | 0 | 0 | YES | JE | NG | KER | 0 | (11) (I)
R1068 | Black River Hydroelectric, LLC | Glen Park Hydro | E | 23778 | Glen Park | 045 | 36 | 1986-01-01 | 32.6 | 40.4 | 40.4 | 32.6 | 32.6 |  | HY | WAT |  | 147.9
R1069 | Boralex Hydro Operations Inc | Fourth Branch | F | 23824 | Waterford | 091 | 36 | 1987-12-01 | 3.3 | 3.5 | 3.5 | 3.3 | 3.3 |  | HY | WAT |  | 15.9
R1070 | Boralex Hydro Operations Inc | NYS Dam | F | 23527 | Waterford | 091 | 36 | 1990-12-01 | 11.4 | 11.3 | 11.3 | 11.4 | 11.4 |  | HY | WAT |  | 54.8
R1071 | Boralex Hydro Operations Inc | Sissonville | E | 23735 | Potsdam | 089 | 36 | 1990-08-01 | 3.1 | 3 | 3 | 3.1 | 3.1 |  | HY | WAT |  | 14.4
R1072 | Boralex Hydro Operations Inc | Warrensburg | F | 23737 | Warrensburg | 113 | 36 | 1988-12-01 | 2.9 | 3 | 3 | 2.9 | 2.9 |  | HY | WAT |  | 10.7
R1073 | Calpine Energy Services LP | Bethpage | K | 23823 | Hicksville | 059 | 36 | 1989-09-01 | 83.6 | 54.9 | 55.1 | 51.5 | 59.7 |  | CC | NG |  | 262
R1074 | Calpine Energy Services LP | Bethpage GT4 | K | 323586 | Hicksville | 059 | 36 | 2002-07-01 | 60 | 48.2 | 51.2 | 45 | 47.6 |  | GT | NG |  | 70.4
R1348 | Helix Ravenswood, LLC | Ravenswood 2-4 (IIFO - 4/1/18) | J | 24247 | Queens | 081 | 36 | 1970-12-01 | 42.9 | 39.8 | 50.6 | 0 | 0 | YES | JE | NG | KER | 0 | (11) (I)
R1076 | Calpine Energy Services LP | KIAC_JFK_GT2 | J | 23817 | Jamaica | 081 | 36 | 1995-02-01 | 60.6 | 58.3 | 58.3 | 56.4 | 59.4 | YES | CC | NG | FO2
R1349 | Helix Ravenswood, LLC | Ravenswood 3-1 (IIFO - 4/1/18) | J | 24248 | Queens | 081 | 36 | 1970-08-01 | 42.9 | 40.5 | 51.5 | 0 | 0 | YES | JE | NG | KER | 0 | (11) (I)
R1078 | Canandaigua Power Partners, LLC | Canandaigua Wind Power | C | 323617 | Avoca | 101 | 36 | 2008-12-05 | 125 | 125 | 125 | 125 | 125 |  | WT | WND |  | 245.5
R1079 | Canastota Windpower LLC | Fenner Wind Power | C | 24204 | Fenner | 053 | 36 | 2001-12-01 | 30 | 0 | 0 | 0 | 0 |  | WT | WND |  | 54.5
R1080 | Carr Street Generating Station LP | Carr St.-E. Syr | C | 24060 | Dewitt | 067 | 36 | 1993-08-01 | 122.6 | 89 | 116.8 | 93.2 | 106.1 | YES | CC | NG | FO2 | 150.5
R1081 | Castleton Power, LLC | Castleton Energy Center | F | 23900 | Castleton | 083 | 36 | 1992-01-01 | 72 | 69 | 86.6 | 68.3 | 78.7 | YES | CC | NG | FO2 | 131.2
R1082 | Cayuga Operating Company, LLC | Cayuga 1 | C | 23584 | Lansing | 109 | 36 | 1955-09-01 | 155.3 | 154.1 | 154.1 | 151 | 151 |  | ST | BIT |  | 81.6
R1350 | Helix Ravenswood, LLC | Ravenswood 3-2 (IIFO - 4/1/18) | J | 24249 | Queens | 081 | 36 | 1970-08-01 | 42.9 | 38.1 | 48.5 | 0 | 0 | YES | JE | NG | KER | 0 | (11) (I)
R1084 | Cayuga Operating Company, LLC | Cayuga IC 1 | C | 23629 | Lansing | 109 | 36 | 1967-08-01 | 2.8 | 0 | 0 | 0 | 0 |  | IC | FO2 |  | 0
R1085 | Cayuga Operating Company, LLC | Cayuga IC 2 | C | 23629 | Lansing | 109 | 36 | 1967-08-01 | 2.8 | 0 | 0 | 0 | 0 |  | IC | FO2 |  | 0
R1086 | Central Hudson Gas & Elec. Corp. | Coxsackie GT | G | 23611 | Coxsackie | 039 | 36 | 1969-12-01 | 21.6 | 19.9 | 26 | 19.5 | 23.7 | YES | GT | KER | NG | 0.6
R1087 | Central Hudson Gas & Elec. Corp. | Dashville 1 | G | 23610 | Rifton | 111 | 36 | 1920-01-01 | 2.4 | 2.7 | 2.7 | 0 | 0 |  | HY | WAT |  | 0
R1088 | Central Hudson Gas & Elec. Corp. | Dashville 2 | G | 23610 | Rifton | 111 | 36 | 1920-01-01 | 2.4 | 2.7 | 2.7 | 0 | 0 |  | HY | WAT |  | 0
R1089 | Central Hudson Gas & Elec. Corp. | DCRRA | G | 23765 | Poughkeepsie | 027 | 36 | 1987-09-01 | 9.2 | 8.8 | 8.8 | 6.2 | 6.9 |  | ST | REF |  | 23.4
R1090 | Central Hudson Gas & Elec. Corp. | High Falls | G | 23754 | Marbletown | 111 | 36 | 1986-12-01 | 3.2 | 3 | 3 | 0 | 0 |  | HY | WAT |  | 0
R1091 | Central Hudson Gas & Elec. Corp. | Millpond | G | 5004 | Catskill | 039 | 36 | 1993-12-01 | 0.9 | 0 | 0 | 0 | 0 |  | HY | WAT |  | 0
R1092 | Central Hudson Gas & Elec. Corp. | Montgomery West | G | 5005 | Montgomery | 071 | 36 | 1985-11-01 | 0.2 | 0 | 0 | 0 | 0 |  | HY | WAT |  | 0
R1093 | Central Hudson Gas & Elec. Corp. | Salisbury Mills | G | 5006 | Salisbury Mills | 071 | 36 | 1986-12-01 | 0.5 | 0 | 0 | 0 | 0 |  | HY | WAT |  | 0
R1094 | Central Hudson Gas & Elec. Corp. | South Cairo | G | 23612 | Cairo | 039 | 36 | 1970-06-01 | 21.6 | 19.8 | 25.9 | 18.6 | 23.4 |  | GT | KER |  | 0.3
R1095 | Central Hudson Gas & Elec. Corp. | Sturgeon 1 | G | 23609 | Rifton | 111 | 36 | 1924-01-01 | 4.8 | 5 | 5 | 0 | 0 |  | HY | WAT |  | 0
R1096 | Central Hudson Gas & Elec. Corp. | Sturgeon 2 | G | 23609 | Rifton | 111 | 36 | 1924-01-01 | 4.8 | 5.8 | 5.8 | 0 | 0 |  | HY | WAT |  | 0
R1097 | Central Hudson Gas & Elec. Corp. | Sturgeon 3 | G | 23609 | Rifton | 111 | 36 | 1924-01-01 | 4.8 | 5 | 5 | 0 | 0 |  | HY | WAT |  | 0
R1098 | Central Hudson Gas & Elec. Corp. | Wallkill | G | 5007 | Shwangunk | 111 | 36 | 1986-12-01 | 0.5 | 0 | 0 | 0 | 0 |  | HY | WAT |  | 0
R1099 | Central Hudson Gas & Elec. Corp. | Wappingers Falls | G | 23765 | Wappingers Falls | 027 | 36 | 1988-12-01 | 2 | 2 | 2 | 2 | 2 |  | HY | WAT |  | 11.2
R1100 | CHI Energy Inc | Goodyear Lake | E | 323669 | Milford | 077 | 36 | 1980-07-01 | 1.4 | 1.4 | 1.4 | 0 | 0 |  | HY | WAT |  | 6.2
R1101 | Consolidated Edison Co. of NY, Inc. | 59 St. GT 1 | J | 24138 | Manhattan | 061 | 36 | 1969-06-01 | 17.1 | 15.4 | 20.1 | 15.5 | 21.6 | YES | GT | KER | NG | 0.2
R1102 | Consolidated Edison Co. of NY, Inc. | 74 St. GT 1 | J | 24260 | Manhattan | 061 | 36 | 1968-10-01 | 18.5 | 19 | 23.5 | 19 | 19.9 |  | GT | KER |  | 0.2
R1103 | Consolidated Edison Co. of NY, Inc. | 74 St. GT 2 | J | 24261 | Manhattan | 061 | 36 | 1968-10-01 | 18.5 | 20.1 | 25.7 | 18.9 | 21.2 |  | GT | KER |  | 0.2
R1104 | Consolidated Edison Co. of NY, Inc. | Brooklyn Navy Yard | J | 23515 | Brooklyn | 047 | 36 | 1996-11-01 | 322 | 266.9 | 348.6 | 266.8 | 311.3 | YES | CC | NG | FO2 | 1964.7
R1105 | Consolidated Edison Co. of NY, Inc. | East River 1 | J | 323558 | Manhattan | 061 | 36 | 2005-04-01 | 185 | 160.5 | 199 | 154.7 | 200.3 | YES | CC | NG | KER | 1141.4
R1106 | Consolidated Edison Co. of NY, Inc. | East River 2 | J | 323559 | Manhattan | 061 | 36 | 2005-04-05 | 185 | 162.4 | 201.4 | 153.1 | 197.3 | YES | CC | NG | KER | 1092.8
R1107 | Consolidated Edison Co. of NY, Inc. | East River 6 | J | 23660 | Manhattan | 061 | 36 | 1951-11-01 | 156.2 | 144.3 | 144.3 | 145.3 | 147.1 | YES | ST | NG | FO6 | 511.6
R1108 | Consolidated Edison Co. of NY, Inc. | East River 7 | J | 23524 | Manhattan | 061 | 36 | 1955-06-01 | 200 | 186.7 | 186.7 | 182.5 | 188.4 | YES | ST | NG | FO6 | 209.6
R1109 | Consolidated Edison Co. of NY, Inc. | Hudson Ave 3 | J | 23810 | Brooklyn | 047 | 36 | 1970-07-01 | 16.3 | 16 | 20.9 | 16.7 | 19.5 |  | GT | KER |  | 0.2
R1110 | Consolidated Edison Co. of NY, Inc. | Hudson Ave 4 | J | 23540 | Brooklyn | 047 | 36 | 1970-07-01 | 16.3 | 13.9 | 18.2 | 0 | 0 |  | GT | KER |  | 0.1
R1111 | Consolidated Edison Co. of NY, Inc. | Hudson Ave 5 | J | 23657 | Brooklyn | 047 | 36 | 1970-07-01 | 16.3 | 15.1 | 19.7 | 14.7 | 19 |  | GT | KER |  | 0.2
R1112 | Consolidated Edison Energy, Inc. | Albany LFGE | F | 323615 | Albany | 001 | 36 | 1998-05-01 | 5.6 | 4.5 | 4.5 | 5.6 | 5.6 |  | IC | MTE |  | 28.7
R1113 | Consolidated Edison Energy, Inc. | Beaver Falls | E | 23983 | Beaver Falls | 049 | 36 | 1995-03-01 | 107.8 | 80.2 | 94.9 | 81.3 | 91.7 | YES | CC | NG | FO2 | 10.8
R1114 | Consolidated Edison Energy, Inc. | Broome 2 LFGE | C | 323671 | Binghamton | 007 | 36 | 2013-01-31 | 2.1 | 2 | 2 | 2 | 2 |  | IC | MTE |  | 18.6
R1115 | Consolidated Edison Energy, Inc. | Danskammer 1 | G | 23586 | Newburgh | 071 | 36 | 1951-12-01 | 72 | 69 | 69 | 69.6 | 69 | YES | ST | NG | FO6 | 2.7
R1116 | Consolidated Edison Energy, Inc. | Danskammer 2 | G | 23589 | Newburgh | 071 | 36 | 1954-09-01 | 73.5 | 64.7 | 64.7 | 65.1 | 67 | YES | ST | NG | FO6 | 2.7
R1117 | Consolidated Edison Energy, Inc. | Danskammer 3 | G | 23590 | Newburgh | 071 | 36 | 1959-10-01 | 147.1 | 139.2 | 139.2 | 136.7 | 140.6 |  | ST | NG |  | 14.2
R1118 | Consolidated Edison Energy, Inc. | Danskammer 4 | G | 23591 | Newburgh | 071 | 36 | 1967-09-01 | 239.4 | 238.2 | 238.2 | 224 | 228.7 |  | ST | NG |  | 10.9
R1119 | Consolidated Edison Energy, Inc. | Massena | D | 23902 | Massena | 089 | 36 | 1992-07-01 | 102.1 | 82.2 | 107.9 | 81.2 | 92.3 | YES | CC | NG | FO2 | 1.7
R1120 | Consolidated Edison Energy, Inc. | Munnsville Wind Power | E | 323609 | Bouckville | 053 | 36 | 2007-08-20 | 34.5 | 34.5 | 34.5 | 34.5 | 34.5 |  | WT | WND |  | 58.2
R1121 | Consolidated Edison Energy, Inc. | Rensselaer | F | 23796 | Rensselaer | 083 | 36 | 1993-12-01 | 96.9 | 79 | 79 | 77 | 82.7 | YES | CC | NG | FO2 | 4.2
R1122 | Consolidated Edison Energy, Inc. | Roseton 1 | G | 23587 | Newburgh | 071 | 36 | 1974-12-01 | 621 | 614.8 | 614.8 | 584.2 | 608 | YES | ST | FO6 | NG | 264.8
R1123 | Consolidated Edison Energy, Inc. | Roseton 2 | G | 23588 | Newburgh | 071 | 36 | 1974-09-01 | 621 | 605.7 | 605.7 | 600 | 603.5 | YES | ST | FO6 | NG | 251.7
R1124 | Consolidated Edison Energy, Inc. | Selkirk-I | F | 23801 | Selkirk | 001 | 36 | 1992-03-01 | 107.2 | 82.1 | 107.2 | 80.3 | 105.5 | YES | CC | NG | FO2 | 25.1
R1125 | Consolidated Edison Energy, Inc. | Selkirk-II | F | 23799 | Selkirk | 001 | 36 | 1994-09-01 | 338.8 | 291.3 | 380.5 | 281 | 333.1 | YES | CC | NG | FO2 | 389.2
R1126 | Consolidated Edison Energy, Inc. | Syracuse | C | 23985 | Syracuse | 067 | 36 | 1993-09-01 | 102.7 | 86.8 | 107.3 | 85.3 | 98.9 | YES | CC | NG | FO2 | 32.5
R1127 | Consolidated Hydro New York, Inc. | Groveville Hydro | G | 323602 | Beacon | 027 | 36 | 1983-12-01 | 0.9 | 0.9 | 0.9 | 0 | 0 |  | HY | WAT |  | 0
R1128 | Consolidated Hydro New York, Inc. | Walden Hydro | G | 24148 | Walden | 071 | 36 | 1983-12-01 | 2.4 | 0 | 0 | 0 | 0 |  | HY | WAT |  | 3.8
R1351 | Helix Ravenswood, LLC | Ravenswood 3-4 (IIFO - 4/1/18) | J | 24251 | Queens | 081 | 36 | 1970-08-01 | 42.9 | 35.8 | 45.5 | 0 | 0 | YES | JE | NG | KER | 0 | (11) (I)
R1130 | Covanta Niagara, LP | American Ref-Fuel 2 | A | 24010 | Niagara | 063 | 36 | 1993-05-01 | 25 | 19.6 | 19.6 | 15.6 | 16.1 |  | ST | REF
R1445 | Lyonsdale Biomass, LLC | Lyonsdale (IIFO - 4/1/18) | E | 23803 | Lyonsdale | 049 | 36 | 1992-08-01 | 21.1 | 20.2 | 20.2 | 0 | 0 |  | ST | WD |  | 0 | (12) (I)
R1458 | New York Power Authority | Gilboa 1 (IIFO - 1/1/2019) | F | 23756 | Gilboa NY | 095 | 36 | 1973-07-01 | 290 | 290.7 | 290.7 | 293.7 | 292.5 |  | PS | WAT |  | 38.7 | (13) (I)
R1066 | Bayonne Energy Center, LLC | Bayonne EC CTG10 | J | 323750 | Bayonne NJ | 017 | 34 | 2018-06-01 | 64 | 60.2 | 64.7 | 60.8 | 65.3 | YES | JE | NG | KER | 62.5 | (2) (N)
R1134 | Dynegy Marketing and Trade, LLC | Independence | C | 23970 | Scriba | 075 | 36 | 1994-11-01 | 1254 | 956.4 | 1130.9 | 988 | 1130.9 |  | CC | NG |  | 4912.1
R1067 | Binghamton BOP, LLC | Binghamton (RET - 1/9/18) | C | 23790 | Binghamton | 007 | 36 | 2001-03-01 | 47.7 | 43.8 | 57.2 | 0 | 0 | YES | CC | NG | KER | 3.5 | (3) (R)
R1136 | Eagle Creek Hydro Power, LLC | Mongaup 2 | G | 23641 | Forestburg | 105 | 36 | 1923-07-01 | 1 | 1 | 1 | 1 | 1 |  | HY | WAT
R1137 | Eagle Creek Hydro Power, LLC | Mongaup 3 | G | 23641 | Forestburg | 105 | 36 | 1923-07-01 | 1 | 1 | 1 | 1 | 1 |  | HY | WAT
R1138 | Eagle Creek Hydro Power, LLC | Mongaup 4 | G | 23641 | Forestburg | 105 | 36 | 1926-01-01 | 1 | 1 | 1 | 1 | 1 |  | HY | WAT
R1139 | Eagle Creek Hydro Power, LLC | Rio | G | 23641 | Glen Spey | 105 | 36 | 1927-12-01 | 10.8 | 10.8 | 10.8 | 10.6 | 10.7 |  | HY | WAT |  | 42.3
R1140 | Eagle Creek Hydro Power, LLC | Swinging Bridge 2 | G | 23641 | Forestburg | 105 | 36 | 1930-02-01 | 7 | 7.9 | 7.9 | 6.9 | 7 |  | HY | WAT |  | 20.3
R1141 | East Coast Power, LLC | Linden Cogen | J | 23786 | Linden NJ | 039 | 34 | 1992-05-01 | 800 | 790.8 | 924.9 | 786.5 | 826.4 | YES | CC | NG | BUT | 4289.8
R1077 | Calpine Energy Services LP | Stony Brook (BTM:NG) | K | 24151 | Stony Brook | 103 | 36 | 1995-04-01 | 47 | 9.6 | 9.6 | 0 | 0 | YES | GT | NG | FO2 | 83 | (4) (E)
R1083 | Cayuga Operating Company, LLC | Cayuga 2 (IIFO - 7/1/18) | C | 23585 | Lansing | 109 | 36 | 1958-10-01 | 167.2 | 154.7 | 154.7 | 0 | 0 |  | ST | BIT |  | 17.4 | (5) (I)
R1144 | Emera Energy Services, Inc | Lockport | A | 23791 | Lockport | 063 | 36 | 1992-07-01 | 221.3 | 225.2 | 261.7 | 210.8 | 230.8 | YES | CC | NG | FO2 | 444.9
R1145 | Emera Energy U.S. Sub. No. 1, Inc. | Greenidge 4 | C | 23583 | Torrey | 123 | 36 | 1953-12-01 | 112.5 | 106.3 | 106.3 | 104 | 104 |  | ST | NG | WD | 202.4
R1146 | Emera Energy Services Sub. No. 3 LLC | Fortistar - N.Tonawanda | A | 24026 | N Tonawanda | 029 | 36 | 1993-06-01 | 68.5 | 59 | 75 | 59.1 | 68.5 | YES | CC | NG | FO2 | 24.1
R1147 | Empire Generating Co, LLC | EMPIRE_CC_1 | F | 323656 | Rensselaer | 083 | 36 | 2010-09-02 | 335 | 294.2 | 360.2 | 299.8 | 333 | YES | CC | NG | FO2 | 1355.4
R1148 | Empire Generating Co, LLC | EMPIRE_CC_2 | F | 323658 | Rensselaer | 083 | 36 | 2010-09-02 | 335 | 298.2 | 365.1 | 299.8 | 333 | YES | CC | NG | FO2 | 843.1
R1149 | ENGIE Energy Marketing NA, Inc. | Nassau Energy Corporation | K | 323695 | Garden City | 059 | 36 | 1991-03-01 | 55 | 51.6 | 60.1 | 43.7 | 53.9 | YES | CC | NG | FO2 | 331
R1150 | Entergy Nuclear Power Marketing LLC | Indian Point 2 | H | 23530 | Buchanan | 119 | 36 | 1973-08-01 | 1299 | 1026.5 | 1026.5 | 1016.1 | 1025.9 |  | NP | UR |  | 8000.5
R1151 | Entergy Nuclear Power Marketing LLC | Indian Point 3 | H | 23531 | Buchanan | 119 | 36 | 1976-04-01 | 1012 | 1040.4 | 1040.4 | 1037.9 | 1039.9 |  | NP | UR |  | 8333.5
R1152 | Erie Blvd. Hydro - Beaver River | Belfort 1 | E | 24048 | Belfort | 049 | 36 | 1903-01-01 | 0.4 | 0.4 | 0.4 | 0.4 | 0.4 |  | HY | WAT |  | 1.5
R1153 | Erie Blvd. Hydro - Beaver River | Belfort 2 | E | 24048 | Belfort | 049 | 36 | 1915-01-01 | 0.64 | 0.6 | 0.6 | 0.6 | 0.6 |  | HY | WAT |  | 2.8
R1154 | Erie Blvd. Hydro - Beaver River | Belfort 3 | E | 24048 | Belfort | 049 | 36 | 1918-01-01 | 1 | 1 | 1 | 1 | 1 |  | HY | WAT |  | 7.9
R1155 | Erie Blvd. Hydro - Beaver River | Eagle 1 | E | 24048 | Watson | 049 | 36 | 1914-01-01 | 1.3 | 1.2 | 1.2 | 1.3 | 1.3 |  | HY | WAT |  | 7.8
R1156 | Erie Blvd. Hydro - Beaver River | Eagle 2 | E | 24048 | Watson | 049 | 36 | 1915-01-01 | 1.35 | 1.3 | 1.3 | 1.4 | 1.4 |  | HY | WAT |  | 4.9
R1157 | Erie Blvd. Hydro - Beaver River | Eagle 3 | E | 24048 | Watson | 049 | 36 | 1919-01-01 | 1.35 | 1.3 | 1.3 | 1.4 | 1.4 |  | HY | WAT |  | 5.2
R1158 | Erie Blvd. Hydro - Beaver River | Eagle 4 | E | 24048 | Watson | 049 | 36 | 1925-01-01 | 2.05 | 2 | 2 | 2.1 | 2.1 |  | HY | WAT |  | 12.8
R1159 | Erie Blvd. Hydro - Beaver River | Effley 1 | E | 24048 | Belfort | 049 | 36 | 1902-01-01 | 0.4 | 0.3 | 0.3 | 0.4 | 0.4 |  | HY | WAT |  | 1.6
R1160 | Erie Blvd. Hydro - Beaver River | Effley 2 | E | 24048 | Belfort | 049 | 36 | 1907-01-01 | 0.4 | 0.3 | 0.3 | 0.4 | 0.4 |  | HY | WAT |  | 1.4
R1161 | Erie Blvd. Hydro - Beaver River | Effley 3 | E | 24048 | Belfort | 049 | 36 | 1910-01-01 | 0.6 | 0.5 | 0.5 | 0.6 | 0.6 |  | HY | WAT |  | 3.5
R1162 | Erie Blvd. Hydro - Beaver River | Effley 4 | E | 24048 | Belfort | 049 | 36 | 1923-01-01 | 1.56 | 1.5 | 1.5 | 1.6 | 1.6 |  | HY | WAT |  | 10.1
R1163 | Erie Blvd. Hydro - Beaver River | Elmer 1 | E | 24048 | Belfort | 049 | 36 | 1916-01-01 | 0.75 | 0.9 | 0.9 | 0.8 | 0.8 |  | HY | WAT |  | 5.9
R1164 | Erie Blvd. Hydro - Beaver River | Elmer 2 | E | 24048 | Belfort | 049 | 36 | 1916-01-01 | 0.75 | 0.9 | 0.9 | 0.8 | 0.8 |  | HY | WAT |  | 5.6
R1165 | Erie Blvd. Hydro - Beaver River | High Falls 1 | E | 24048 | Indian River | 049 | 36 | 1925-01-01 | 1.6 | 1.9 | 1.9 | 1.6 | 1.6 |  | HY | WAT |  | 9.9
R1166 | Erie Blvd. Hydro - Beaver River | High Falls 2 | E | 24048 | Indian River | 049 | 36 | 1925-01-01 | 1.6 | 1.9 | 1.9 | 1.6 | 1.6 |  | HY | WAT |  | 6.7
R1167 | Erie Blvd. Hydro - Beaver River | High Falls 3 | E | 24048 | Indian River | 049 | 36 | 1925-01-01 | 1.6 | 1.9 | 1.9 | 1.6 | 1.6 |  | HY | WAT |  | 15.2
R1168 | Erie Blvd. Hydro - Beaver River | Moshier 1 | E | 24048 | Belfort | 043 | 36 | 1929-01-01 | 4 | 4 | 4 | 4 | 4 |  | HY | WAT |  | 26
R1169 | Erie Blvd. Hydro - Beaver River | Moshier 2 | E | 24048 | Belfort | 043 | 36 | 1929-01-01 | 4 | 4 | 4 | 4 | 4 |  | HY | WAT |  | 16
R1170 | Erie Blvd. Hydro - Beaver River | Soft Maple 1 | E | 24048 | Croghan | 049 | 36 | 1925-01-01 | 7.5 | 8 | 8 | 7.5 | 7.5 |  | HY | WAT |  | 13.5
R1171 | Erie Blvd. Hydro - Beaver River | Soft Maple 2 | E | 24048 | Croghan | 049 | 36 | 1925-01-01 | 7.5 | 8 | 8 | 7.5 | 7.5 |  | HY | WAT |  | 25.6
R1172 | Erie Blvd. Hydro - Beaver River | Taylorville 1 | E | 24048 | Belfort | 049 | 36 | 1913-01-01 | 1.1 | 1 | 1 | 1.1 | 1.1 |  | HY | WAT |  | 7.7
R1173 | Erie Blvd. Hydro - Beaver River | Taylorville 2 | E | 24048 | Belfort | 049 | 36 | 1913-01-01 | 1.1 | 1 | 1 | 1.1 | 1.1 |  | HY | WAT |  | 6
R1174 | Erie Blvd. Hydro - Beaver River | Taylorville 3 | E | 24048 | Belfort | 049 | 36 | 1913-01-01 | 1.1 | 1 | 1 | 1.1 | 1.1 |  | HY | WAT |  | 4.9
R1175 | Erie Blvd. Hydro - Beaver River | Taylorville 4 | E | 24048 | Belfort | 049 | 36 | 1927-01-01 | 1.2 | 1.1 | 1.1 | 1.2 | 1.2 |  | HY | WAT |  | 6.8
R1176 | Erie Blvd. Hydro - Black River | Beebee Island 1 | E | 24047 | Watertown | 045 | 36 | 1963-01-01 | 4 | 4.4 | 4.4 | 4 | 4 |  | HY | WAT |  | 10.7
R1177 | Erie Blvd. Hydro - Black River | Beebee Island 2 | E | 24047 | Watertown | 045 | 36 | 1968-01-01 | 4 | 4.4 | 4.4 | 4 | 4 |  | HY | WAT |  | 27.6
R1178 | Erie Blvd. Hydro - Black River | Black River 1 | E | 24047 | Black River | 045 | 36 | 1920-01-01 | 2 | 2.3 | 2.3 | 2 | 2 |  | HY | WAT |  | 10.6
R1179 | Erie Blvd. Hydro - Black River | Black River 2 | E | 24047 | Black River | 045 | 36 | 1920-01-01 | 2 | 2.3 | 2.3 | 2 | 2 |  | HY | WAT |  | 16
R1180 | Erie Blvd. Hydro - Black River | Black River 3 | E | 24047 | Black River | 045 | 36 | 1920-01-01 | 2 | 2.3 | 2.3 | 2 | 2 |  | HY | WAT |  | 7
R1181 | Erie Blvd. Hydro - Black River | Deferiet 1 | E | 24047 | Deferiet | 045 | 36 | 1925-01-01 | 3.6 | 3.7 | 3.7 | 3.6 | 3.6 |  | HY | WAT |  | 16
R1182 | Erie Blvd. Hydro - Black River | Deferiet 2 | E | 24047 | Deferiet | 045 | 36 | 1925-01-01 | 3.6 | 3.7 | 3.7 | 3.6 | 3.6 |  | HY | WAT |  | 21.2
R1183 | Erie Blvd. Hydro - Black River | Deferiet 3 | E | 24047 | Deferiet | 045 | 36 | 1925-01-01 | 3.6 | 3.7 | 3.7 | 3.6 | 3.6 |  | HY | WAT |  | 13.7
R1184 | Erie Blvd. Hydro - Black River | Herrings 1 | E | 24047 | Herrings | 045 | 36 | 1924-01-01 | 1.8 | 1.8 | 1.8 | 1.8 | 1.8 |  | HY | WAT |  | 6.3
R1185 | Erie Blvd. Hydro - Black River | Herrings 2 | E | 24047 | Herrings | 045 | 36 | 1924-01-01 | 1.8 | 1.8 | 1.8 | 1.8 | 1.8 |  | HY | WAT |  | 9.5
R1186 | Erie Blvd. Hydro - Black River | Herrings 3 | E | 24047 | Herrings | 045 | 36 | 1924-01-01 | 1.8 | 1.8 | 1.8 | 1.8 | 1.8 |  | HY | WAT |  | 5.2
R1187 | Erie Blvd. Hydro - Black River | Kamargo 1 | E | 24047 | Black River | 045 | 36 | 1921-01-01 | 1.8 | 1.8 | 1.8 | 1.8 | 1.8 |  | HY | WAT |  | 7.5
R1188 | Erie Blvd. Hydro - Black River | Kamargo 2 | E | 24047 | Black River | 045 | 36 | 1921-01-01 | 1.8 | 1.8 | 1.8 | 1.8 | 1.8 |  | HY | WAT |  | 9.2
R1189 | Erie Blvd. Hydro - Black River | Kamargo 3 | E | 24047 | Black River | 045 | 36 | 1921-01-01 | 1.8 | 1.8 | 1.8 | 1.8 | 1.8 |  | HY | WAT |  | 4.3
R1190 | Erie Blvd. Hydro - Black River | Sewalls 1 | E | 24047 | Watertown | 045 | 36 | 1925-01-01 | 1 | 1.1 | 1.1 | 1 | 1 |  | HY | WAT |  | 3.1
R1191 | Erie Blvd. Hydro - Black River | Sewalls 2 | E | 24047 | Watertown | 045 | 36 | 1925-01-01 | 1 | 1.1 | 1.1 | 1 | 1 |  | HY | WAT |  | 4.5
R1192 | Erie Blvd. Hydro - East Canada Capital | Beardslee 1 | F | 24051 | Little Falls | 043 | 36 | 1924-01-01 | 10 | 9.5 | 9.5 | 10 | 10 |  | HY | WAT |  | 24.7
R1193 | Erie Blvd. Hydro - East Canada Capital | Beardslee 2 | F | 24051 | Little Falls | 043 | 36 | 1924-01-01 | 10 | 9.5 | 9.5 | 10 | 10 |  | HY | WAT |  | 32.2
R1194 | Erie Blvd. Hydro - East Canada Capital | Ephratah 1 | F | 24051 | Caroga Lake | 035 | 36 | 1920-01-01 | 1.35 | 0.7 | 0.7 | 1.4 | 1.4 |  | HY | WAT |  | 0.4
R1195 | Erie Blvd. Hydro - East Canada Capital | Ephratah 2 | F | 24051 | Caroga Lake | 035 | 36 | 1911-01-01 | 1.2 | 0.6 | 0.6 | 1.2 | 1.2 |  | HY | WAT |  | 2.6
R1196 | Erie Blvd. Hydro - East Canada Capital | Ephratah 3 | F | 24051 | Caroga Lake | 035 | 36 | 1911-01-01 | 1.3 | 0 | 0 | 0 | 0 |  | HY | WAT |  | 2.9
R1197 | Erie Blvd. Hydro - East Canada Capital | Ephratah 4 | F | 24051 | Caroga Lake | 035 | 36 | 1911-01-01 | 1.3 | 0.7 | 0.7 | 1.3 | 1.3 |  | HY | WAT |  | 5.6
R1198 | Erie Blvd. Hydro - East Canada Mohawk | Inghams 1 | E | 24050 | Little Falls | 043 | 36 | 1912-01-01 | 3.2 | 3.5 | 3.5 | 3.2 | 3.2 |  | HY | WAT |  | 14.9
R1199 | Erie Blvd. Hydro - East Canada Mohawk | Inghams 2 | E | 24050 | Little Falls | 043 | 36 | 1912-01-01 | 3.2 | 3.5 | 3.5 | 3.2 | 3.2 |  | HY | WAT |  | 13.4
R1200 | Erie Blvd. Hydro - Lower Hudson | Johnsonville 1 | F | 24059 | Johnsonville | 083 | 36 | 1909-01-01 | 1.2 | 1.3 | 1.3 | 1.2 | 1.2 |  | HY | WAT |  | 3.9
R1201 | Erie Blvd. Hydro - Lower Hudson | Johnsonville 2 | F | 24059 | Johnsonville | 083 | 36 | 1909-01-01 | 1.2 | 1.3 | 1.3 | 1.2 | 1.2 |  | HY | WAT |  | 3.4
R1202 | Erie Blvd. Hydro - Lower Hudson | Schaghticoke 1 | F | 24059 | Schaghticoke | 083 | 36 | 1908-01-01 | 3.275 | 4.1 | 4.1 | 3.3 | 3.3 |  | HY | WAT |  | 21.5
R1203 | Erie Blvd. Hydro - Lower Hudson | Schaghticoke 2 | F | 24059 | Schaghticoke | 083 | 36 | 1908-01-01 | 3.275 | 4.1 | 4.1 | 3.3 | 3.3 |  | HY | WAT |  | 19.5
R1204 | Erie Blvd. Hydro - Lower Hudson | Schaghticoke 3 | F | 24059 | Schaghticoke | 083 | 36 | 1908-01-01 | 3.275 | 4.1 | 4.1 | 3.3 | 3.3 |  | HY | WAT |  | 9.2
R1205 | Erie Blvd. Hydro - Lower Hudson | Schaghticoke 4 | F | 24059 | Schaghticoke | 083 | 36 | 1908-01-01 | 3.275 | 4.1 | 4.1 | 3.3 | 3.3 |  | HY | WAT |  | 19.4
R1206 | Erie Blvd. Hydro - Lower Hudson | School Street 1 | F | 24059 | Cohoes | 001 | 36 | 1974-01-01 | 7.2 | 6.9 | 6.9 | 7.2 | 7.2 |  | HY | WAT |  | 27.9
R1207 | Erie Blvd. Hydro - Lower Hudson | School Street 2 | F | 24059 | Cohoes | 001 | 36 | 1915-01-01 | 7.2 | 6.9 | 6.9 | 7.2 | 7.2 |  | HY | WAT |  | 34.2
R1208 | Erie Blvd. Hydro - Lower Hudson | School Street 3 | F | 24059 | Cohoes | 001 | 36 | 1915-01-01 | 7.2 | 6.9 | 6.9 | 7.2 | 7.2 |  | HY | WAT |  | 32.3
R1209 | Erie Blvd. Hydro - Lower Hudson | School Street 4 | F | 24059 | Cohoes | 001 | 36 | 1922-01-01 | 7.2 | 6.9 | 6.9 | 7.2 | 7.2 |  | HY | WAT |  | 29.1
R1210 | Erie Blvd. Hydro - Lower Hudson | School Street 5 | F | 24059 | Cohoes | 001 | 36 | 1924-01-01 | 10 | 9.6 | 9.6 | 10 | 10 |  | HY | WAT |  | 24.9
R1211 | Erie Blvd. Hydro - Lower Hudson | Schuylerville | F | 24059 | Schuylerville | 091 | 36 | 1919-01-01 | 1.2 | 1.5 | 1.5 | 1.2 | 1.2 |  | HY | WAT |  | 1.2
R1212 | Erie Blvd. Hydro - Lower Raquette | Colton 1 | E | 24057 | Colton | 089 | 36 | 1962-01-01 | 10 | 10 | 10 | 10 | 10 |  | HY | WAT |  | 68.3
R1213 | Erie Blvd. Hydro - Lower Raquette | Colton 2 | E | 24057 | Colton | 089 | 36 | 1918-01-01 | 10 | 10 | 10 | 10 | 10 |  | HY | WAT |  | 56.4
R1214 | Erie Blvd. Hydro - Lower Raquette | Colton 3 | E | 24057 | Colton | 089 | 36 | 1928-01-01 | 10 | 10 | 10 | 10 | 10 |  | HY | WAT |  | 49.2
R1215 | Erie Blvd. Hydro - Lower Raquette | East Norfolk | E | 24057 | East Norfolk | 089 | 36 | 1928-01-01 | 3.6 | 4 | 4 | 3.5 | 3.5 |  | HY | WAT |  | 21.9
R1216 | Erie Blvd. Hydro - Lower Raquette | Hannawa Falls 1 | E | 24057 | Hannawa Falls | 089 | 36 | 1914-01-01 | 3.6 | 3.7 | 3.7 | 3.6 | 3.6 |  | HY | WAT |  | 25.3
R1217 | Erie Blvd. Hydro - Lower Raquette | Hannawa Falls 2 | E | 24057 | Hannawa Falls | 089 | 36 | 1920-01-01 | 3.6 | 3.7 | 3.7 | 3.6 | 3.6 |  | HY | WAT |  | 21.2
R1218 | Erie Blvd. Hydro - Lower Raquette | Higley 1 | E | 24057 | Colton | 089 | 36 | 1913-01-01 | 1.2 | 1.1 | 1.1 | 1.2 | 1.2 |  | HY | WAT |  | 10.3
R1219 | Erie Blvd. Hydro - Lower Raquette | Higley 2 | E | 24057 | Colton | 089 | 36 | 1913-01-01 | 1.2 | 1.1 | 1.1 | 1.2 | 1.2 |  | HY | WAT |  | 7.6
R1220 | Erie Blvd. Hydro - Lower Raquette | Higley 3 | E | 24057 | Colton | 089 | 36 | 1943-01-01 | 2.08 | 2 | 2 | 2.1 | 2.1 |  | HY | WAT |  | 8.8
R1221 | Erie Blvd. Hydro - Lower Raquette | Higley 4 | E | 24057 | Colton | 089 | 36 | 1943-01-01 | 2.08 | 2 | 2 | 2.1 | 2.1 |  | HY | WAT |  | 8.2
R1222 | Erie Blvd. Hydro - Lower Raquette | Norfolk | E | 24057 | Norfolk | 089 | 36 | 1928-01-01 | 4.5 | 4.8 | 4.8 | 4.5 | 4.5 |  | HY | WAT |  | 22.4
R1223 | Erie Blvd. Hydro - Lower Raquette | Norwood | E | 24057 | Norwood | 089 | 36 | 1928-01-01 | 2 | 2.2 | 2.2 | 2 | 2 |  | HY | WAT |  | 10.1
R1224 | Erie Blvd. Hydro - Lower Raquette | Raymondville | E | 24057 | Raymondville | 089 | 36 | 1928-01-01 | 2 | 2.1 | 2.1 | 2 | 2 |  | HY | WAT |  | 10.6
R1225 | Erie Blvd. Hydro - Lower Raquette | Sugar Island 1 | E | 24057 | Potsdam | 089 | 36 | 1924-01-01 | 2.5 | 2.1 | 2.1 | 2.6 | 2.6 |  | HY | WAT |  | 10.9
R1226 | Erie Blvd. Hydro - Lower Raquette | Sugar Island 2 | E | 24057 | Potsdam | 089 | 36 | 1924-01-01 | 2.5 | 2 | 2 | 2.4 | 2.4 |  | HY | WAT |  | 13.6
R1227 | Erie Blvd. Hydro - Lower Raquette | Yaleville 1 | E | 24057 | Norwood | 089 | 36 | 1940-01-01 | 0.5 | 0.2 | 0.2 | 0.5 | 0.5 |  | HY | WAT |  | 1.8
R1228 | Erie Blvd. Hydro - Lower Raquette | Yaleville 2 | E | 24057 | Norwood | 089 | 36 | 1940-01-01 | 0.225 | 0.3 | 0.3 | 0.2 | 0.2 |  | HY | WAT |  | 1.2
R1229 | Erie Blvd. Hydro - North Salmon | Allens Falls | D | 24042 | Allens Falls | 089 | 36 | 1927-01-01 | 4.4 | 5 | 5 | 4.4 | 4.4 |  | HY | WAT |  | 13.7
R1230 | Erie Blvd. Hydro - North Salmon | Chasm 1 | D | 24042 | Chateaugay | 033 | 36 | 1913-01-01 | 1 | 1.1 | 1.1 | 1 | 1 |  | HY | WAT |  | 7.9
R1231 | Erie Blvd. Hydro - North Salmon | Chasm 2 | D | 24042 | Chateaugay | 033 | 36 | 1913-01-01 | 1 | 1.1 | 1.1 | 1 | 1 |  | HY | WAT |  | 6.6
R1232 | Erie Blvd. Hydro - North Salmon | Chasm 3 | D | 24042 | Chateaugay | 033 | 36 | 1926-01-01 | 1.35 | 1.6 | 1.6 | 1.4 | 1.4 |  | HY | WAT |  | 7.5
R1233 | Erie Blvd. Hydro - North Salmon | Franklin 1 | D | 24042 | Franklin | 033 | 36 | 1911-01-01 | 1.135 | 1.1 | 1.1 | 1.1 | 1.1 |  | HY | WAT |  | 5.3
R1234 | Erie Blvd. Hydro - North Salmon | Franklin 2 | D | 24042 | Franklin | 033 | 36 | 1926-01-01 | 1.135 | 1.1 | 1.1 | 1.1 | 1.1 |  | HY | WAT |  | 5.4
R1235 | Erie Blvd. Hydro - North Salmon | Macomb | D | 24042 | Malone | 033 | 36 | 1940-01-01 | 1 | 1.1 | 1.1 | 1 | 1 |  | HY | WAT |  | 6.3
R1236 | Erie Blvd. Hydro - North Salmon | Parishville | D | 24042 | Parishville | 089 | 36 | 1925-01-01 | 2.4 | 2.4 | 2.4 | 2.4 | 2.4 |  | HY | WAT |  | 19.8
R1237 | Erie Blvd. Hydro - North Salmon | Piercefield 1 | D | 24042 | Piercefield | 089 | 36 | 1957-01-01 | 1.5 | 1.6 | 1.6 | 1.5 | 1.5 |  | HY | WAT |  | 8.9
R1238 | Erie Blvd. Hydro - North Salmon | Piercefield 2 | D | 24042 | Piercefield | 089 | 36 | 1924-01-01 | 0.6 | 0.6 | 0.6 | 0.6 | 0.6 |  | HY | WAT |  | 3.2
R1239 | Erie Blvd. Hydro - North Salmon | Piercefield 3 | D | 24042 | Piercefield | 089 | 36 | 1924-01-01 | 0.6 | 0.6 | 0.6 | 0.6 | 0.6 |  | HY | WAT |  | 3.2
R1240 | Erie Blvd. Hydro - NYS Barge | Hydraulic Race | A | 23848 | Lockport | 063 | 36 | 1942-01-01 | 4.68 | 3.1 | 3.1 | 4.7 | 4.7 |  | HY | WAT |  | 9.2
R1241 | Erie Blvd. Hydro - Oak Orchard | Glenwood 1 | B | 24046 | Medina | 073 | 36 | 1950-01-01 | 0.5 | 0.5 | 0.5 | 0.5 | 0.5 |  | HY | WAT |  | 1.3
R1242 | Erie Blvd. Hydro - Oak Orchard | Glenwood 2 | B | 24046 | Medina | 073 | 36 | 1950-01-01 | 0.5 | 0.5 | 0.5 | 0.5 | 0.5 |  | HY | WAT |  | 1
R1243 | Erie Blvd. Hydro - Oak Orchard | Glenwood 3 | B | 24046 | Medina | 073 | 36 | 1950-01-01 | 0.5 | 0.5 | 0.5 | 0.5 | 0.5 |  | HY | WAT |  | 0.3
R1244 | Erie Blvd. Hydro - Oak Orchard | Oak Orchard | B | 24046 | Waterport | 073 | 36 | 1941-01-01 | 0.35 | 0.3 | 0.3 | 0.4 | 0.4 |  | HY | WAT |  | 0
R1245 | Erie Blvd. Hydro - Oak Orchard | Waterport 1 | B | 24046 | Waterport | 073 | 36 | 1941-01-01 | 2.25 | 1.6 | 1.6 | 2.3 | 2.3 |  | HY | WAT |  | 8.5
R1246 | Erie Blvd. Hydro - Oak Orchard | Waterport 2 | B | 24046 | Waterport | 073 | 36 | 1968-01-01 | 2.45 | 1.8 | 1.8 | 2.5 | 2.5 |  | HY | WAT |  | 8.7
R1247 | Erie Blvd. Hydro - Oswegatchie | Browns Falls 1 | E | 24044 | Oswegatchie | 089 | 36 | 1923-01-01 | 7.5 | 8 | 8 | 7.5 | 7.5 |  | HY | WAT |  | 20.4
R1248 | Erie Blvd. Hydro - Oswegatchie | Browns Falls 2 | E | 24044 | Oswegatchie | 089 | 36 | 1923-01-01 | 7.5 | 8 | 8 | 7.5 | 7.5 |  | HY | WAT |  | 34.1
R1249 | Erie Blvd. Hydro - Oswegatchie | Eel Weir 1 | E | 24044 | Heuvelton | 089 | 36 | 1928-01-01 | 0.5 | 0.3 | 0.3 | 0.5 | 0.5 |  | HY | WAT |  | 1.9
R1250 | Erie Blvd. Hydro - Oswegatchie | Eel Weir 2 | E | 24044 | Heuvelton | 089 | 36 | 1938-01-01 | 1.1 | 0.8 | 0.8 | 1.1 | 1.1 |  | HY | WAT |  | 2
R1251 | Erie Blvd. Hydro - Oswegatchie | Eel Weir 3 | E | 24044 | Heuvelton | 089 | 36 | 1938-01-01 | 1.1 | 0.8 | 0.8 | 1.1 | 1.1 |  | HY | WAT |  | 3.1
R1252 | Erie Blvd. Hydro - Oswegatchie | Flat Rock 1 | E | 24044 | Flat Rock | 089 | 36 | 1924-01-01 | 3 | 2.6 | 2.6 | 3 | 3 |  | HY | WAT |  | 10.7
R1253 | Erie Blvd. Hydro - Oswegatchie | Flat Rock 2 | E | 24044 | Flat Rock | 089 | 36 | 1924-01-01 | 3 | 2.6 | 2.6 | 3 | 3 |  | HY | WAT |  | 8.7
R1254 | Erie Blvd. Hydro - Oswegatchie | Heuvelton 1 | E | 24044 | Heuvelton | 089 | 36 | 1924-01-01 | 0.52 | 0.4 | 0.4 | 0.5 | 0.5 |  | HY | WAT |  | 2
R1255 | Erie Blvd. Hydro - Oswegatchie | Heuvelton 2 | E | 24044 | Heuvelton | 089 | 36 | 1924-01-01 | 0.52 | 0.4 | 0.4 | 0.5 | 0.5 |  | HY | WAT |  | 1.4
R1256 | Erie Blvd. Hydro - Oswegatchie | Lower Newton Falls 1 | E | 24044 | Newton Falls | 089 | 36 | 2002-07-01 | 0.5 | 0.6 | 0.6 | 0.5 | 0.5 |  | HY | WAT |  | 3
R1257 | Erie Blvd. Hydro - Oswegatchie | Oswegatchie 1 | E | 24044 | Oswegatchie | 089 | 36 | 1937-01-01 | 0.56 | 1.3 | 1.3 | 0.6 | 0.6 |  | HY | WAT |  | 3.8
R1258 | Erie Blvd. Hydro - Oswegatchie | Oswegatchie 2 | E | 24044 | Oswegatchie | 089 | 36 | 1937-01-01 | 0.24 | 0.5 | 0.5 | 0.2 | 0.2 |  | HY | WAT |  | 2.9
R1259 | Erie Blvd. Hydro - Oswegatchie | South Edwards 1 | E | 24044 | South Edwards | 089 | 36 | 1937-01-01 | 1 | 1.2 | 1.2 | 1 | 1 |  | HY | WAT |  | 4.7
R1260 | Erie Blvd. Hydro - Oswegatchie | South Edwards 2 | E | 24044 | South Edwards | 089 | 36 | 1937-01-01 | 1 | 1.2 | 1.2 | 1 | 1 |  | HY | WAT |  | 4
R1261 | Erie Blvd. Hydro - Oswegatchie | South Edwards 3 | E | 24044 | South Edwards | 089 | 36 | 1921-01-01 | 0.68 | 0.8 | 0.8 | 0.7 | 0.7 |  | HY | WAT |  | 2.6
R1262 | Erie Blvd. Hydro - Oswegatchie | South Edwards 4 | E | 24044 | South Edwards | 089 | 36 | 1937-01-01 | 0.2 | 0.2 | 0.2 | 0.2 | 0.2 |  | HY | WAT |  | 1.4
R1263 | Erie Blvd. Hydro - Oswegatchie | Talcville 1 | E | 24044 | Edwards | 089 | 36 | 1986-12-01 | 0.5 | 0.4 | 0.4 | 0.5 | 0.5 |  | HY | WAT |  | 3.4
R1264 | Erie Blvd. Hydro - Oswegatchie | Talcville 2 | E | 24044 | Edwards | 089 | 36 | 1986-12-01 | 0.5 | 0.4 | 0.4 | 0.5 | 0.5 |  | HY | WAT |  | 0.5
R1265 | Erie Blvd. Hydro - Oswegatchie | Upper Newton Falls 2 | E | 24044 | Newton Falls | 089 | 36 | 2002-07-01 | 0.5 | 0.4 | 0.4 | 0.5 | 0.5 |  | HY | WAT |  | 3.2
R1266 | Erie Blvd. Hydro - Oswegatchie | Upper Newton Falls 3 | E | 24044 | Newton Falls | 089 | 36 | 2002-07-01 | 0.5 | 0.4 | 0.4 | 0.5 | 0.5 |  | HY | WAT |  | 2.6
R1267 | Erie Blvd. Hydro - Oswegatchie | Upper Newton Falls 4 | E | 24044 | Newton Falls | 089 | 36 | 2002-07-01 | 0.5 | 0.4 | 0.4 | 0.5 | 0.5 |  | HY | WAT |  | 1.4
R1268 | Erie Blvd. Hydro - Seneca Oswego | Baldwinsville 1 | C | 24041 | Baldwinsville | 067 | 36 | 1927-01-01 | 0.32 | 0.2 | 0.2 | 0.3 | 0.3 |  | HY | WAT |  | 2
R1269 | Erie Blvd. Hydro - Seneca Oswego | Baldwinsville 2 | C | 24041 | Baldwinsville | 067 | 36 | 1927-01-01 | 0.32 | 0.2 | 0.2 | 0.3 | 0.3 |  | HY | WAT |  | 1.4
R1270 | Erie Blvd. Hydro - Seneca Oswego | Fulton 1 | C | 24041 | Fulton | 075 | 36 | 1924-01-01 | 0.8 | 0.8 | 0.8 | 0.8 | 0.8 |  | HY | WAT |  | 3.8
R1271 | Erie Blvd. Hydro - Seneca Oswego | Fulton 2 | C | 24041 | Fulton | 075 | 36 | 1928-01-01 | 0.45 | 0.4 | 0.4 | 0.5 | 0.5 |  | HY | WAT |  | 2.2
R1272 | Erie Blvd. Hydro - Seneca Oswego | Granby 1 | C | 24041 | Granby | 075 | 36 | 1983-05-01 | 5 | 5.1 | 5.1 | 5.2 | 5.2 |  | HY | WAT |  | 20.7
R1273 | Erie Blvd. Hydro - Seneca Oswego | Granby 2 | C | 24041 | Granby | 075 | 36 | 1983-05-01 | 5 | 5.1 | 5.1 | 5.2 | 5.2 |  | HY | WAT |  | 21
R1274 | Erie Blvd. Hydro - Seneca Oswego | Minetto 2 | C | 24041 | Minetto | 075 | 36 | 1915-01-01 | 1.6 | 1.5 | 1.5 | 1.7 | 1.7 |  | HY | WAT |  | 5.6
R1275 | Erie Blvd. Hydro - Seneca Oswego | Minetto 3 | C | 24041 | Minetto | 075 | 36 | 1915-01-01 | 1.6 | 1.5 | 1.5 | 1.7 | 1.7 |  | HY | WAT |  | 6.7
R1276 | Erie Blvd. Hydro - Seneca Oswego | Minetto 4 | C | 24041 | Minetto | 075 | 36 | 1915-01-01 | 1.6 | 1.5 | 1.5 | 1.7 | 1.7 |  | HY | WAT |  | 6.1
R1277 | Erie Blvd. Hydro - Seneca Oswego | Minetto 5 | C | 24041 | Minetto | 075 | 36 | 1975-01-01 | 1.6 | 1.5 | 1.5 | 1.7 | 1.7 |  | HY | WAT |  | 4.2
R1278 | Erie Blvd. Hydro - Seneca Oswego | Minetto 6 | C | 24041 | Minetto | 075 | 36 | 1975-01-01 | 1.6 | 1.5 | 1.5 | 1.7 | 1.7 |  | HY | WAT |  | 4.5
R1279 | Erie Blvd. Hydro - Seneca Oswego | Oswego Falls E 1 | C | 24041 | Oswego | 075 | 36 | 1914-01-01 | 1.53 | 1.5 | 1.5 | 1.6 | 1.6 |  | HY | WAT |  | 8.6
R1280 | Erie Blvd. Hydro - Seneca Oswego | Oswego Falls E 2 | C | 24041 | Oswego | 075 | 36 | 1914-01-01 | 1.53 | 1.5 | 1.5 | 1.6 | 1.6 |  | HY | WAT |  | 8.6
R1281 | Erie Blvd. Hydro - Seneca Oswego | Oswego Falls E 3 | C | 24041 | Oswego | 075 | 36 | 1914-01-01 | 1.53 | 1.5 | 1.5 | 1.6 | 1.6 |  | HY | WAT |  | 8.9
R1282 | Erie Blvd. Hydro - Seneca Oswego | Oswego Falls W 4 | C | 24041 | Oswego | 075 | 36 | 1914-01-01 | 0.9 | 1 | 1 | 0.9 | 0.9 |  | HY | WAT |  | 3.5
R1283 | Erie Blvd. Hydro - Seneca Oswego | Oswego Falls W 5 | C | 24041 | Oswego | 075 | 36 | 1914-01-01 | 0.9 | 1 | 1 | 0.9 | 0.9 |  | HY | WAT |  | 2.8
R1284 | Erie Blvd. Hydro - Seneca Oswego | Oswego Falls W 6 | C | 24041 | Oswego | 075 | 36 | 2007-01-01 | 0.5 | 0.5 | 0.5 | 0.5 | 0.5 |  | HY | WAT |  | 0.8
R1285 | Erie Blvd. Hydro - Seneca Oswego | Oswego Falls W 7 | C | 24041 | Oswego | 075 | 36 | 2007-01-01 | 0.5 | 0.5 | 0.5 | 0.5 | 0.5 |  | HY | WAT |  | 0.8
R1286 | Erie Blvd. Hydro - Seneca Oswego | Varick 2 | C | 24041 | Oswego | 075 | 36 | 1926-01-01 | 2.2 | 1.9 | 1.9 | 2.3 | 2.3 |  | HY | WAT |  | 9.7
R1287 | Erie Blvd. Hydro - Seneca Oswego | Varick 3 | C | 24041 | Oswego | 075 | 36 | 1926-01-01 | 2.2 | 2.1 | 2.1 | 2.3 | 2.3 |  | HY | WAT |  | 5.7
R1288 | Erie Blvd. Hydro - Seneca Oswego | Varick 4 | C | 24041 | Oswego | 075 | 36 | 1926-01-01 | 2.2 | 1.9 | 1.9 | 2.3 | 2.3 |  | HY | WAT |  | 2.9
R1289 | Erie Blvd. Hydro - Seneca Oswego | Varick 5 | C | 24041 | Oswego | 075 | 36 | 1926-01-01 | 2.2 | 1.9 | 1.9 | 2.3 | 2.3 |  | HY | WAT |  | 7.9
R1290 | Erie Blvd. Hydro - South Salmon | Bennetts Bridge 1 | C | 24043 | Altmar | 075 | 36 | 1964-01-01 | 6.375 | 7 | 7 | 6.4 | 6.4 |  | HY | WAT |  | 11
R1291 | Erie Blvd. Hydro - South Salmon | Bennetts Bridge 2 | C | 24043 | Altmar | 075 | 36 | 1966-01-01 | 6.375 | 7 | 7 | 6.4 | 6.4 |  | HY | WAT |  | 16.5
R1292 | Erie Blvd. Hydro - South Salmon | Bennetts Bridge 3 | C | 24043 | Altmar | 075 | 36 | 1970-01-01 | 7 | 7.7 | 7.7 | 7 | 7 |  | HY | WAT |  | 36.5
R1293 | Erie Blvd. Hydro - South Salmon | Bennetts Bridge 4 | C | 24043 | Altmar | 075 | 36 | 1970-01-01 | 7 | 7.7 | 7.7 | 7 | 7 |  | HY | WAT |  | 40.5
R1294 | Erie Blvd. Hydro - South Salmon | Lighthouse Hill 1 | C | 24043 | Altmar | 075 | 36 | 1930-01-01 | 3.75 | 4.1 | 4.1 | 3.8 | 3.8 |  | HY | WAT |  | 14.4
R1295 | Erie Blvd. Hydro - South Salmon | Lighthouse Hill 2 | C | 24043 | Altmar | 075 | 36 | 1930-01-01 | 3.75 | 4.1 | 4.1 | 3.8 | 3.8 |  | HY | WAT |  | 10.8
R1296 | Erie Blvd. Hydro - Upper Hudson | E J West 1 | F | 24058 | Hadley | 091 | 36 | 1930-01-01 | 10 | 11.9 | 11.9 | 10 | 10 |  | HY | WAT |  | 23.6
R1297 | Erie Blvd. Hydro - Upper Hudson | E J West 2 | F | 24058 | Hadley | 091 | 36 | 1930-01-01 | 10 | 11.9 | 11.9 | 10 | 10 |  | HY | WAT |  | 30.4
R1298 | Erie Blvd. Hydro - Upper Hudson | Feeder Dam 1 | F | 24058 | S Glens Falls | 091 | 36 | 1924-01-01 | 1.2 | 0.9 | 0.9 | 1.2 | 1.2 |  | HY | WAT |  | 5.3
R1299 | Erie Blvd. Hydro - Upper Hudson | Feeder Dam 2 | F | 24058 | S Glens Falls | 091 | 36 | 1924-01-01 | 1.2 | 0.9 | 0.9 | 1.2 | 1.2 |  | HY | WAT |  | 5
R1300 | Erie Blvd. Hydro - Upper Hudson | Feeder Dam 3 | F | 24058 | S Glens Falls | 091 | 36 | 1924-01-01 | 1.2 | 0.9 | 0.9 | 1.2 | 1.2 |  | HY | WAT |  | 5.6
R1301 | Erie Blvd. Hydro - Upper Hudson | Feeder Dam 4 | F | 24058 | S Glens Falls | 091 | 36 | 1924-01-01 | 1.2 | 0.9 | 0.9 | 1.2 | 1.2 |  | HY | WAT |  | 5.1
R1302 | Erie Blvd. Hydro - Upper Hudson | Feeder Dam 5 | F | 24058 | S Glens Falls | 091 | 36 | 1924-01-01 | 1.2 | 0.9 | 0.9 | 1.2 | 1.2 |  | HY | WAT |  | 5.6
R1303 | Erie Blvd. Hydro - Upper Hudson | Sherman Island 1 | F | 24058 | Queensbury | 113 | 36 | 2009-03-01 | 8 | 0 | 0 | 0 | 0 |  | HY | WAT |  | 29.7
R1304 | Erie Blvd. Hydro - Upper Hudson | Sherman Island 2 | F | 24058 | Queensbury | 113 | 36 | 1923-01-01 | 7.2 | 8.1 | 8.1 | 7.2 | 7.2 |  | HY | WAT |  | 29
R1305 | Erie Blvd. Hydro - Upper Hudson | Sherman Island 3 | F | 24058 | Queensbury | 113 | 36 | 1923-01-01 | 8.7 | 9.7 | 9.7 | 8.7 | 8.7 |  | HY | WAT |  | 40.7
R1306 | Erie Blvd. Hydro - Upper Hudson | Sherman Island 4 | F | 24058 | Queensbury | 113 | 36 | 1923-01-01 | 7.2 | 8.1 | 8.1 | 7.2 | 7.2 |  | HY | WAT |  | 38.4
R1307 | Erie Blvd. Hydro - Upper Hudson | Sherman Island 5 | F | 24058 | Queensbury | 113 | 36 | 1923-01-01 | 7.2 | 8.1 | 8.1 | 7.2 | 7.2 |  | HY | WAT |  | 22.7
R1308 | Erie Blvd. Hydro - Upper Hudson | Sherman Island 6 | F | 24058 | Queensbury | 113 | 36 | 2009-02-02 | 1.3 | 0 | 0 | 0 | 0 |  | HY | WAT |  | 9.6
R1309 | Erie Blvd. Hydro - Upper Hudson | Spier Falls 1 | F | 24058 | Moreau | 091 | 36 | 1924-01-01 | 6.8 | 8.4 | 8.4 | 6.8 | 6.8 |  | HY | WAT |  | 66
R1310 | Erie Blvd. Hydro - Upper Hudson | Spier Falls 2 | F | 24058 | Moreau | 091 | 36 | 1930-01-01 | 37.6 | 46.9 | 46.9 | 37.6 | 37.6 |  | HY | WAT |  | 173.2
R1311 | Erie Blvd. Hydro - Upper Hudson | Stewarts Bridge 1 | F | 24058 | Hadley | 091 | 36 | 1952-01-01 | 30 | 35.8 | 35.8 | 30 | 30 |  | HY | WAT |  | 103.5
R1312 | Erie Blvd. Hydro - Upper Hudson | Stewarts Bridge 2 | F | 24058 | Hadley | 091 | 36 | 2013-06-01 | 2.5 | 0 | 0 | 0 | 0 |  | HY | WAT |  | 20.8
R1313 | Erie Blvd. Hydro - Upper Raquette | Blake | E | 24056 | Stark | 089 | 36 | 1957-01-01 | 14.4 | 15.6 | 15.6 | 14.4 | 14.4 |  | HY | WAT |  | 60.6
R1314 | Erie Blvd. Hydro - Upper Raquette | Five Falls | E | 24056 | Colton | 089 | 36 | 1955-01-01 | 22.5 | 24.4 | 24.4 | 22.5 | 22.5 |  | HY | WAT |  | 98.7
R1315 | Erie Blvd. Hydro - Upper Raquette | Rainbow Falls | E | 24056 | Colton | 089 | 36 | 1956-01-01 | 22.5 | 24.4 | 24.4 | 22.5 | 22.5 |  | HY | WAT |  | 99.5
R1316 | Erie Blvd. Hydro - Upper Raquette | South Colton | E | 24056 | South Colton | 089 | 36 | 1954-01-01 | 19.35 | 20.9 | 20.9 | 19.4 | 19.4 |  | HY | WAT |  | 83.4
R1317 | Erie Blvd. Hydro - Upper Raquette | Stark | E | 24056 | Stark | 089 | 36 | 1957-01-01 | 22.5 | 24.6 | 24.6 | 22.5 | 22.5 |  | HY | WAT |  | 95.8
R1318 | Erie Blvd. Hydro - West Canada | Prospect | E | 24049 | Prospect | 043 | 36 | 1959-01-01 | 17.32 | 21.7 | 21.7 | 17.3 | 17.3 |  | HY | WAT |  | 79
R1319 | Erie Blvd. Hydro - West Canada | Trenton Falls 5 | E | 24049 | Trenton | 065 | 36 | 1919-01-01 | 6.8 | 9.6 | 9.6 | 6.8 | 6.8 |  | HY | WAT |  | 51.9
R1320 | Erie Blvd. Hydro - West Canada | Trenton Falls 6 | E | 24049 | Trenton | 065 | 36 | 1919-01-01 | 6.4 | 9.1 | 9.1 | 6.4 | 6.4 |  | HY | WAT |  | 54.1
R1321 | Erie Blvd. Hydro - West Canada | Trenton Falls 7 | E | 24049 | Trenton | 065 | 36 | 1922-01-01 | 6.4 | 9.1 | 9.1 | 6.4 | 6.4 |  | HY | WAT |  | 45.4
R1322 | Erie Blvd. Hydropower LP | West Delaware Hydro | G | 323627 | Grahamsville | 105 | 36 | 1988-12-01 | 7.5 | 7.5 | 7.5 | 7.5 | 7.5 |  | HY | WAT |  | 11.5
R1323 | Erie Wind, LLC | Erie Wind | A | 323693 | Lackawanna | 029 | 36 | 2012-02-01 | 15 | 0 | 0 | 0 | 0 |  | WT | WND |  | 26.2
R1324 | Exelon Generation Company, LLC | Chaffee | A | 323603 | Chaffee | 029 | 36 | 2007-08-09 | 6.4 | 6.4 | 6.4 | 6.4 | 6.4 |  | IC | MTE |  | 46.8
R1325 | Exelon Generation Company, LLC | High Acres | C | 23767 | Fairport | 117 | 36 | 1991-06-01 | 9.6 | 9.6 | 9.6 | 9.6 | 9.6 |  | IC | MTE |  | 6.4
R1326 | Exelon Generation Company, LLC | James A. FitzPatrick | C | 23598 | Scriba | 075 | 36 | 1975-07-01 | 882 | 858.9 | 858.9 | 845.4 | 854.5 |  | NB | UR |  | 6527.8
R1327 | Exelon Generation Company, LLC | Madison County LF | E | 323628 | Wampsville | 053 | 36 | 2010-03-01 | 1.6 | 1.6 | 1.6 | 1.6 | 1.6 |  | IC | MTE |  | 4.5
R1328 | Exelon Generation Company, LLC | Mill Seat | B | 323607 | Riga | 055 | 36 | 2007-07-20 | 6.4 | 6.4 | 6.4 | 6.4 | 6.4 |  | IC | MTE |  | 52.8
R1329 | Exelon Generation Company, LLC | Monroe Livingston | B | 24207 | Scottsville | 055 | 36 | 1988-11-01 | 2.4 | 2.4 | 2.4 | 2.4 | 2.4 |  | IC | MTE |  | 7.7
R1330 | Exelon Generation Company, LLC | Oneida-Herkimer LFGE | E | 323681 | Boonville | 065 | 36 | 2012-04-01 | 3.2 | 3.2 | 3.2 | 3.2 | 3.2 |  | IC | MTE |  | 27
R1331 | Exelon Generation Company, LLC | Synergy Biogas | B | 323694 | Wyoming | 121 | 36 | 2012-09-01 | 2 | 2 | 2 | 0 | 0 |  | IC | MTE |  | 3.1
R1332 | Flat Rock Windpower II, LLC | Maple Ridge Wind 2 | E | 323611 | Lowville | 049 | 36 | 2007-12-01 | 90.8 | 90.7 | 90.7 | 90.8 | 90.8 |  | WT | WND |  | 203.2
R1333 | Flat Rock Windpower, LLC | Maple Ridge Wind 1 | E | 323574 | Lowville | 049 | 36 | 2006-01-01 | 231 | 231 | 231 | 231 | 231 |  | WT | WND |  | 536
R1334 | Freeport Electric | Freeport 1-2 | K | 1660 | Freeport | 059 | 36 | 1949-08-01 | 2.9 | 2 | 2 | 2.2 | 2.9 |  | IC | FO2 |  | 0
R1335 | Freeport Electric | Freeport 1-3 | K | 1660 | Freeport | 059 | 36 | 1954-08-01 | 3.1 | 2.1 | 2.1 | 2.1 | 3.1 |  | IC | FO2 |  | 0
R1336 | Freeport Electric | Freeport 1-4 | K | 1660 | Freeport | 059 | 36 | 1964-10-01 | 5.1 | 4.4 | 4.4 | 4.5 | 5 |  | IC | FO2 |  | 0.1
R1337 | Freeport Electric | Freeport 2-3 | K | 1660 | Freeport | 059 | 36 | 1973-05-01 | 18.1 | 18.1 | 18.1 | 18.2 | 17.9 |  | GT | KER |  | 0.1
R1338 | Freeport Electric | Freeport CT 2 | K | 23818 | Freeport | 059 | 36 | 2004-03-01 | 60.5 | 50.3 | 50.3 | 47.1 | 50.7 | YES | GT | NG | KER | 43.3
R1339 | GenOn Energy Management, LLC | Bowline 1 | G | 23526 | West Haverstraw | 087 | 36 | 1972-09-01 | 621 | 577.7 | 577.7 | 556.8 | 549.5 | YES | ST | NG | FO6 | 238.4
R1340 | GenOn Energy Management, LLC | Bowline 2 | G | 23595 | West Haverstraw | 087 | 36 | 1974-05-01 | 621 | 567.4 | 567.4 | 547.5 | 567.9 | YES | ST | NG | FO6 | 229.3
R1341 | Hardscrabble Wind Power LLC | Hardscrabble Wind | E | 323673 | Fairfield | 043 | 36 | 2011-02-01 | 74 | 74 | 74 | 74 | 74 |  | WT | WND |  | 176.8
R1342 | Helix Ravenswood, LLC | Ravenswood 01 | J | 23729 | Queens | 081 | 36 | 1967-07-01 | 18.6 | 8.8 | 11.5 | 7.8 | 6.4 |  | GT | NG |  | 0.2
R1343 | Helix Ravenswood, LLC | Ravenswood 10 | J | 24258 | Queens | 081 | 36 | 1970-08-01 | 25 | 21.2 | 27 | 16.7 | 23.7 | YES | JE | KER | NG | 2.1
R1344 | Helix Ravenswood, LLC | Ravenswood 11 | J | 24259 | Queens | 081 | 36 | 1970-08-01 | 25 | 20.2 | 25.7 | 16.7 | 24.4 | YES | JE | KER | NG | 2.6
R1131 | CPV Valley, LLC | CPV_VALLEY___CC1 | G | 323721 | Wawayanda | 071 | 36 | 2018-03-01 | 385 | 340 | 380.5 | 309.3 | 377.8 | YES | CC | NG | FO2 | 686.8 | (6) (N)
R1132 | CPV Valley, LLC | CPV_VALLEY___CC2 | G | 323722 | Wawayanda | 071 | 36 | 2018-03-01 | 385 | 340 | 380.5 | 312.4 | 377.2 | YES | CC | NG | FO2 | 667.3 | (7) (N)
R1133 | Cubit Power One Inc. | Arthur Kill Cogen | J | 323718 | Staten Island | 085 | 36 | 2018-05-22 | 11.1 | 11.1 | 11.1 | 0 | 0 |  | IC | NG |  | 0.2 | (8) (N)
R1142 | EDF Renewable Energy | Copenhagen Wind Farm | E | 323753 | Copenhagen | 049 | 36 | 2018-12-01 | 79.9 | 79.9 | 79.9 | 0 | 0 |  | WT | WND |  | 8.2 | (9) (N)
R1001 | Astoria Energy II, LLC | Astoria Energy 2 - CC3 | J | 323677 | Queens | 081 | 36 | 2011-07-01 | 330 | 288 | 376.3 | 286.5 | 331.8 | YES | CC | NG | FO2 | 2750.3 | (G)
R1003 | Astoria Energy, LLC | Astoria East Energy - CC1 | J | 323581 | Queens | 081 | 36 | 2006-04-01 | 320 | 292.6 | 355.3 | 290.1 | 332.5 | YES | CC | NG | FO2 | 3584.2 | (G)
R1075 | Calpine Energy Services LP | KIAC_JFK_GT1 | J | 23816 | Jamaica | 081 | 36 | 1995-02-01 | 60.6 | 58.7 | 58.7 | 57.5 | 60.8 | YES | CC | NG | FO2 | 603.1 | (G)
R1352 | Helix Ravenswood, LLC | Ravenswood CC 04 | J | 23820 | Queens | 081 | 36 | 2004-05-01 | 250 | 231.2 | 276.7 | 221.8 | 272.5 | YES | CC | NG | FO2 | 1347.4
R1353 | Helix Ravenswood, LLC | Ravenswood ST 01 | J | 23533 | Queens | 081 | 36 | 1963-02-01 | 400 | 365.1 | 365.1 | 368 | 370.2 | YES | ST | FO6 | NG | 598.7
R1354 | Helix Ravenswood, LLC | Ravenswood ST 02 | J | 23534 | Queens | 081 | 36 | 1963-05-01 | 400 | 391.6 | 391.6 | 374 | 375.7 | YES | ST | FO6 | NG | 579
R1355 | Helix Ravenswood, LLC | Ravenswood ST 03 | J | 23535 | Queens | 081 | 36 | 1965-06-01 | 1027 | 986.8 | 986.8 | 975 | 976.2 | YES | ST | FO6 | NG | 797.2
R1356 | Howard Wind LLC | Howard Wind | C | 323690 | Howard | 101 | 36 | 2011-12-01 | 55.4 | 57.4 | 57.4 | 55.4 | 55.4 |  | WT | WND |  | 125.1
R1357 | Indeck Energy Services of Silver Springs | Indeck-Silver Springs | C | 23768 | Silver Springs | 121 | 36 | 1991-04-01 | 56.6 | 51.5 | 66.1 | 49.5 | 63.9 | YES | CC | NG | FO2 | 78.3
R1358 | Indeck-Corinth LP | Indeck-Corinth | F | 23802 | Corinth | 091 | 36 | 1995-07-01 | 147 | 131.2 | 134 | 130.7 | 135.2 | YES | CC | NG | FO2 | 694.2
R1359 | Indeck-Olean LP | Indeck-Olean | A | 23982 | Olean | 009 | 36 | 1993-12-01 | 90.6 | 79.4 | 88.5 | 76.8 | 88 | YES | CC | NG | FO2 | 126.8
R1360 | Indeck-Oswego LP | Indeck-Oswego | C | 23783 | Oswego | 075 | 36 | 1990-05-01 | 57.4 | 51.6 | 66.7 | 49.8 | 60 | YES | CC | NG | FO2 | 63.9
R1361 | Indeck-Yerkes LP | Indeck-Yerkes | A | 23781 | Tonawanda | 029 | 36 | 1990-02-01 | 59.9 | 49.7 | 60.5 | 48 | 55.7 | YES | CC | NG | FO2 | 60.5
R1362 | Innovative Energy Systems, Inc. | Chautauqua LFGE | A | 323629 | Jamestown | 013 | 36 | 2010-02-12 | 9.6 | 0 | 0 | 0 | 0 |  | IC | MTE |  | 43.5
R1363 | Innovative Energy Systems, Inc. | Clinton LFGE | D | 323618 | Morrisonville | 019 | 36 | 2008-10-01 | 6.4 | 6.4 | 6.4 | 6.4 | 6.4 |  | IC | MTE |  | 28.8
R1364 | Innovative Energy Systems, Inc. | Colonie LFGTE | F | 323577 | Colonie | 001 | 36 | 2006-03-01 | 6.4 | 6.4 | 6.4 | 6.4 | 6.4 |  | IC | MTE |  | 33.7
R1365 | Innovative Energy Systems, Inc. | DANC LFGE | E | 323619 | Watertown | 045 | 36 | 2008-09-08 | 6.4 | 6.4 | 6.4 | 6.4 | 6.4 |  | IC | MTE |  | 33.4
R1366 | Innovative Energy Systems, Inc. | Fulton LFGE | F | 323630 | Johnstown | 035 | 36 | 2010-06-04 | 3.2 | 0 | 0 | 0 | 0 |  | IC | MTE |  | 13.8
R1367 | Innovative Energy Systems, Inc. | Hyland LFGE | B | 323620 | Angelica | 003 | 36 | 2008-09-08 | 4.8 | 4.8 | 4.8 | 4.8 | 4.8 |  | IC | MTE |  | 36.1
R1368 | Innovative Energy Systems, Inc. | Steuben County LF | C | 323667 | Bath | 101 | 36 | 2012-08-01 | 3.2 | 3.2 | 3.2 | 3.2 | 3.2 |  | IC | MTE |  | 16.6
R1369 | Jamestown Board of Public Utilities | Jamestown 5 | A | 1658 | Jamestown | 013 | 36 | 1951-08-01 | 28.7 | 23 | 23 | 22 | 21.6 |  | ST | NG | BIT | 0.8
R1370 | Jamestown Board of Public Utilities | Jamestown 6 | A | 1658 | Jamestown | 013 | 36 | 1968-08-01 | 25 | 22.4 | 22.4 | 19 | 18.8 |  | ST | NG | BIT | 23.7
R1371 | Jamestown Board of Public Utilities | Jamestown 7 | A | 1659 | Jamestown | 013 | 36 | 2002-01-01 | 47.3 | 40 | 40 | 40.9 | 46.2 |  | GT | NG |  | 109.8
R1372 | Jericho Rise Wind Farm LLC | Jericho Rise Wind Farm | D | 323719 | Chateaugay | 033 | 36 | 2016-12-01 | 77.7 | 77.7 | 77.7 | 77.7 | 77.7 |  | WT | WND |  | 226.1
R1129 | Covanta Niagara, LP | American Ref-Fuel 1 | A | 24010 | Niagara | 063 | 36 | 1993-05-01 | 25 | 19.6 | 19.6 | 15.6 | 16.1 |  | ST | REF |  | 214.4 | (G)
R1135 | Eagle Creek Hydro Power, LLC | Mongaup 1 | G | 23641 | Forestburg | 105 | 36 | 1923-07-01 | 1 | 0.9 | 0.9 | 1 | 1 |  | HY | WAT |  | 15.1 | (G)
R1375 | Long Island Power Authority | Babylon (RR) | K | 323704 | Babylon | 103 | 36 | 1989-04-01 | 17 | 15.5 | 15.5 | 14.6 | 14.6 |  | ST | REF |  | 112.1
R1376 | Long Island Power Authority | Barrett 03 | K | 23706 | Island Park | 059 | 36 | 1970-06-01 | 18 | 17.9 | 23.4 | 16.1 | 19.9 | YES | GT | NG | FO2 | 6.5
R1377 | Long Island Power Authority | Barrett 04 | K | 23707 | Island Park | 059 | 36 | 1970-07-01 | 18 | 17.7 | 23.1 | 17.8 | 20.8 | YES | GT | NG | FO2 | 9.3
R1378 | Long Island Power Authority | Barrett 05 | K | 23708 | Island Park | 059 | 36 | 1970-07-01 | 18 | 17.8 | 23.3 | 18.4 | 20.1 | YES | GT | NG | FO2 | 7
R1379 | Long Island Power Authority | Barrett 06 | K | 23709 | Island Park | 059 | 36 | 1970-07-01 | 18 | 17.8 | 23.3 | 17 | 19.4 | YES | GT | NG | FO2 | 4.6
R1380 | Long Island Power Authority | Barrett 08 | K | 23711 | Island Park | 059 | 36 | 1970-07-01 | 18 | 17.3 | 22.6 | 17.6 | 20.2 | YES | GT | NG | FO2 | 4.6
R1381 | Long Island Power Authority | Barrett 09 | K | 23700 | Island Park | 059 | 36 | 1971-06-01 | 41.8 | 43.4 | 55.2 | 40.6 | 48.6 | YES | JE | NG | FO2 | 23
R1382 | Long Island Power Authority | Barrett 10 | K | 23701 | Island Park | 059 | 36 | 1971-06-01 | 41.8 | 42.7 | 54.3 | 41.1 | 52.2 | YES | JE | NG | FO2 | 16.7
R1383 | Long Island Power Authority | Barrett 11 | K | 23702 | Island Park | 059 | 36 | 1971-06-01 | 41.8 | 43.3 | 55.1 | 40.6 | 49.3 | YES | JE | NG | FO2 | 38.6
R1384 | Long Island Power Authority | Barrett 12 | K | 23703 | Island Park | 059 | 36 | 1971-06-01 | 41.8 | 44 | 56 | 40.1 | 49.4 | YES | JE | NG | FO2 | 30
R1385 | Long Island Power Authority | Barrett GT 01 | K | 23704 | Island Park | 059 | 36 | 1970-06-01 | 18 | 18.1 | 23.6 | 18.4 | 20.1 | YES | GT | NG | FO2 | 3.9
R1386 | Long Island Power Authority | Barrett GT 02 | K | 23705 | Island Park | 059 | 36 | 1970-06-01 | 18 | 17.4 | 22.7 | 17 | 19.3 | YES | GT | NG | FO2 | 3.9
R1387 | Long Island Power Authority | Barrett ST 01 | K | 23545 | Island Park | 059 | 36 | 1956-11-01 | 188 | 200.2 | 200.2 | 197.2 | 197.2 | YES | ST | NG | FO6 | 566.9
R1388 | Long Island Power Authority | Barrett ST 02 | K | 23546 | Island Park | 059 | 36 | 1963-10-01 | 188 | 197.5 | 197.5 | 187.7 | 193 | YES | ST | NG | FO6 | 721.4
R1389 | Long Island Power Authority | Bethpage 3 | K | 323564 | Hicksville | 059 | 36 | 2005-05-01 | 96 | 79.9 | 91.4 | 76.5 | 77.9 |  | CC | NG |  | 121.8
R1390 | Long Island Power Authority | Caithness_CC_1 | K | 323624 | Brookhaven | 103 | 36 | 2009-08-01 | 375 | 315.6 | 389.8 | 325.9 | 362.3 | YES | CC | NG | FO2 | 2478.2
R1391 | Long Island Power Authority | East Hampton 2 | K | 23722 | E Hampton | 103 | 36 | 1962-12-01 | 2 | 2 | 2 | 2 | 2 |  | IC | FO2 |  | 0.7
R1392 | Long Island Power Authority | East Hampton 3 | K | 23722 | E Hampton | 103 | 36 | 1962-12-01 | 2 | 2 | 2 | 2 | 2 |  | IC | FO2 |  | 0.7
R1393 | Long Island Power Authority | East Hampton 4 | K | 23722 | E Hampton | 103 | 36 | 1962-12-01 | 2 | 2 | 2 | 2 | 2 |  | IC | FO2 |  | 0.7
R1394 | Long Island Power Authority | East Hampton GT 01 | K | 23717 | E Hampton | 103 | 36 | 1970-12-01 | 21.3 | 19.2 | 24.4 | 18.4 | 23.4 |  | JE | FO2 |  | 11.7
R1395 | Long Island Power Authority | Far Rockaway GT1 | K | 24212 | Far Rockaway | 081 | 36 | 2002-07-01 | 60.5 | 53.5 | 73.1 | 55.1 | 58.6 |  | JE | NG |  | 140.8
R1396 | Long Island Power Authority | Far Rockaway GT2 | K | 23815 | Jamaica Bay | 081 | 36 | 2003-07-02 | 60.5 | 55.4 | 75.7 | 54.4 | 54.4 |  | JE | KER |  | 9.5
R1397 | Long Island Power Authority | Glenwood GT 01 | K | 23712 | Glenwood | 059 | 36 | 1967-04-01 | 16 | 14.6 | 19.1 | 11.6 | 13.5 |  | GT | FO2 |  | 0
R1398 | Long Island Power Authority | Glenwood GT 02 | K | 23688 | Glenwood | 059 | 36 | 1972-06-01 | 55 | 52.7 | 68.8 | 51.4 | 61.7 |  | GT | FO2 |  | 2.1
R1399 | Long Island Power Authority | Glenwood GT 03 | K | 23689 | Glenwood | 059 | 36 | 1972-06-01 | 55 | 54.7 | 71.5 | 52.9 | 68 |  | GT | FO2 |  | 2.5
R1400 | Long Island Power Authority | Glenwood GT 04 | K | 24219 | Glenwood | 059 | 36 | 2002-06-01 | 53 | 42.3 | 50 | 42.6 | 46.6 | YES | GT | NG | FO2 | 35.7
R1401 | Long Island Power Authority | Glenwood GT 05 | K | 24220 | Glenwood | 059 | 36 | 2002-06-01 | 53 | 42 | 49.6 | 42.5 | 44.4 | YES | GT | NG | FO2 | 50.7
R1402 | Long Island Power Authority | Greenport GT1 | K | 23814 | Greenport | 103 | 36 | 2003-07-02 | 54 | 51.9 | 52.4 | 53.4 | 56.1 |  | JE | FO2 |  | 24.1
R1403 | Long Island Power Authority | Hempstead (RR) | K | 23647 | Hempstead | 059 | 36 | 1989-10-01 | 78.6 | 73.7 | 73.7 | 72.8 | 74.7 |  | ST | REF |  | 594.1
R1404 | Long Island Power Authority | Holtsville 01 | K | 23690 | Holtsville | 103 | 36 | 1974-07-01 | 56.7 | 56.7 | 72.1 | 55.5 | 65.1 |  | JE | FO2 |  | 2
R1405 | Long Island Power Authority | Holtsville 02 | K | 23691 | Holtsville | 103 | 36 | 1974-07-01 | 56.7 | 55.3 | 70.3 | 54.3 | 63.1 |  | JE | FO2 |  | 1.2
R1406 | Long Island Power Authority | Holtsville 03 | K | 23692 | Holtsville | 103 | 36 | 1974-07-01 | 56.7 | 52.1 | 66.3 | 52.6 | 61.7 |  | JE | FO2 |  | 0.9
R1407 | Long Island Power Authority | Holtsville 04 | K | 23693 | Holtsville | 103 | 36 | 1974-07-01 | 56.7 | 52.7 | 67 | 51.2 | 63.8 |  | JE | FO2 |  | 2.7
R1408 | Long Island Power Authority | Holtsville 05 | K | 23694 | Holtsville | 103 | 36 | 1974-07-01 | 56.7 | 55.3 | 70.3 | 53.8 | 63.3 |  | JE | FO2 |  | 1.8
R1409 | Long Island Power Authority | Holtsville 06 | K | 23695 | Holtsville | 103 | 36 | 1975-07-01 | 56.7 | 53 | 67.4 | 51.9 | 61.6 |  | JE | FO2 |  | 12.6
R1410 | Long Island Power Authority | Holtsville 07 | K | 23696 | Holtsville | 103 | 36 | 1975-07-01 | 56.7 | 55.1 | 70.1 | 52.1 | 63.6 |  | JE | FO2 |  | 4.4
R1411 | Long Island Power Authority | Holtsville 08 | K | 23697 | Holtsville | 103 | 36 | 1975-07-01 | 56.7 | 57.4 | 73 | 53 | 64 |  | JE | FO2 |  | 5.7
R1412 | Long Island Power Authority | Holtsville 09 | K | 23698 | Holtsville | 103 | 36 | 1975-07-01 | 56.7 | 57.5 | 73.1 | 53 | 68.1 |  | JE | FO2 |  | 4
R1413 | Long Island Power Authority | Holtsville 10 | K | 23699 | Holtsville | 103 | 36 | 1975-07-01 | 56.7 | 55.1 | 70.1 | 53.8 | 65.1 |  | JE | FO2 |  | 7.8
R1414 | Long Island Power Authority | Huntington (RR) | K | 323705 | Huntington | 103 | 36 | 1991-12-01 | 28 | 24.7 | 24.7 | 24 | 24.1 |  | ST | REF |  | 188.8
R1415 | Long Island Power Authority | Islip (RR) | K | 323679 | Ronkonkoma | 103 | 36 | 1990-03-01 | 12.5 | 11.2 | 11.2 | 8.3 | 8.5 |  | ST | REF |  | 55.7
R1416 | Long Island Power Authority | Long Island Solar Farm | K | 323691 | Upton | 103 | 36 | 2011-11-01 | 31.5 | 31.5 | 31.5 | 31.5 | 31.5 |  | PV | SUN |  | 48.8
R1417 | Long Island Power Authority | Northport 1 | K | 23551 | Northport | 103 | 36 | 1967-07-01 | 387 | 395 | 395 | 397.2 | 395 | YES | ST | NG | FO6 | 340.3
R1418 | Long Island Power Authority | Northport 2 | K | 23552 | Northport | 103 | 36 | 1968-06-01 | 387 | 396 | 396 | 399.7 | 397.5 | YES | ST | NG | FO6 | 665.4
R1419 | Long Island Power Authority | Northport 3 | K | 23553 | Northport | 103 | 36 | 1972-07-01 | 387 | 399.2 | 399.2 | 397.7 | 395 | YES | ST | NG | FO6 | 932.1
R1420 | Long Island Power Authority | Northport 4 | K | 23650 | Northport | 103 | 36 | 1977-12-01 | 387 | 399.2 | 399.2 | 380 | 373.7 | YES | ST | NG | FO6 | 746.1
R1421 | Long Island Power Authority | Northport GT | K | 23718 | Northport | 103 | 36 | 1967-03-01 | 16 | 13.8 | 18 | 12.1 | 11.8 |  | GT | FO2 |  | 0.1
R1422 | Long Island Power Authority | Oceanside (LF) | K | 5008 | Oceanside | 059 | 36 | 1991-02-01 | 2.1 | 1.1 | 1.1 | 0 | 0 |  | IC | MTE |  | 0
R1423 | Long Island Power Authority | Oyster Bay (LF) | K | 5009 | Bethpage | 059 | 36 | 1986-07-01 | 1.3 | 0 | 0 | 0 | 0 |  | IC | MTE |  | 0
R1424 | Long Island Power Authority | Pilgrim GT1 | K | 24216 | Brentwood | 103 | 36 | 2002-08-01 | 50 | 45.6 | 45.6 | 43 | 46.1 |  | GT | NG |  | 54.7
R1425 | Long Island Power Authority | Pilgrim GT2 | K | 24217 | Brentwood | 103 | 36 | 2002-08-01 | 50 | 46.2 | 46.2 | 42.2 | 46.6 |  | GT | NG |  | 53.7
R1426 | Long Island Power Authority | Pinelawn Power 1 | K | 323563 | Babylon | 103 | 36 | 2005-06-01 | 82 | 78 | 78 | 75.5 | 77.9 | YES | CC | NG | KER | 162.2
R1427 | Long Island Power Authority | Port Jefferson 3 | K | 23555 | Port Jefferson | 103 | 36 | 1958-11-01 | 188 | 194.5 | 194.5 | 189 | 195 | YES | ST | FO6 | NG | 172.7
R1428 | Long Island Power Authority | Port Jefferson 4 | K | 23616 | Port Jefferson | 103 | 36 | 1960-11-01 | 188 | 198.7 | 198.7 | 189.5 | 191.7 | YES | ST | FO6 | NG | 155.2
R1429 | Long Island Power Authority | Port Jefferson GT 01 | K | 23713 | Port Jefferson | 103 | 36 | 1966-12-01 | 16 | 14.1 | 18.4 | 12.2 | 15.7 |  | GT | FO2 |  | -0.1
R1430 | Long Island Power Authority | Port Jefferson GT 02 | K | 24210 | Port Jefferson | 103 | 36 | 2002-07-01 | 53 | 44 | 52 | 41.9 | 46.6 | YES | GT | NG | FO2 | 23.9
R1431 | Long Island Power Authority | Port Jefferson GT 03 | K | 24211 | Port Jefferson | 103 | 36 | 2002-07-01 | 53 | 43.1 | 50.9 | 39.1 | 45.4 | YES | GT | NG | FO2 | 30.9
R1432 | Long Island Power Authority | S Hampton 1 | K | 23720 | South Hampton | 103 | 36 | 1963-03-01 | 11.5 | 10.3 | 13.5 | 8.8 | 11.9 |  | GT | FO2 |  | 1.5
R1433 | Long Island Power Authority | Shoreham 1 | K | 23715 | Shoreham | 103 | 36 | 1971-07-01 | 52.9 | 48.9 | 63.9 | 0 | 64.5 |  | GT | FO2 |  | 1.8
R1434 | Long Island Power Authority | Shoreham 2 | K | 23716 | Shoreham | 103 | 36 | 1984-04-01 | 18.6 | 18.5 | 23.5 | 16.6 | 22.1 |  | JE | FO2 |  | 0.6
R1435 | Long Island Power Authority | Shoreham GT3 | K | 24213 | Shoreham | 103 | 36 | 2002-08-01 | 50 | 45.4 | 45.4 | 43.2 | 46.7 |  | GT | FO2 |  | 4.1
R1436 | Long Island Power Authority | Shoreham GT4 | K | 24214 | Shoreham | 103 | 36 | 2002-08-01 | 50 | 43.9 | 43.9 | 42.8 | 45.6 |  | GT | FO2 |  | 4
R1437 | Long Island Power Authority | Smithtown (LF) | K | 5010 | Smithtown | 103 | 36 | 1985-12-01 | 1.1 | 0 | 0 | 0 | 0 |  | IC | MTE |  | 0
R1438 | Long Island Power Authority | South Oaks Hosp | K | 5011 | Amityville | 103 | 36 | 1990-06-01 | 1 | 0 | 0 | 0 | 0 |  | IC | NG |  | 0
R1439 | Long Island Power Authority | Southold 1 | K | 23719 | Southold | 103 | 36 | 1964-08-01 | 14 | 12.3 | 16.1 | 10 | 13.1 |  | GT | FO2 |  | 1.8
R1440 | Long Island Power Authority | Wading River 1 | K | 23522 | Shoreham | 103 | 36 | 1989-08-01 | 79.5 | 81.2 | 106.1 | 78.1 | 99.9 |  | GT | FO2 |  | 4.2
R1441 | Long Island Power Authority | Wading River 2 | K | 23547 | Shoreham | 103 | 36 | 1989-08-01 | 79.5 | 81.3 | 106.2 | 75.8 | 98 |  | GT | FO2 |  | 1.3
R1442 | Long Island Power Authority | Wading River 3 | K | 23601 | Shoreham | 103 | 36 | 1989-08-01 | 79.5 | 81.3 | 106.2 | 78.6 | 99.4 |  | GT | FO2 |  | 7.4
R1443 | Long Island Power Authority | West Babylon 4 | K | 23714 | West Babylon | 103 | 36 | 1971-08-01 | 52.4 | 49 | 64 | 48.9 | 64.8 |  | GT | FO2 |  | 1.9
R1444 | Long Island Power Authority | Yaphank (LF) | K | 5012 | Yaphank | 103 | 36 | 1983-09-01 | 1.6 | 1.5 | 1.5 | 0 | 0 |  | IC | MTE |  | 0
R1456 | New York Power Authority | Astoria CC 1 | J | 323568 | Queens | 081 | 36 | 2006-01-01 | 288 | 246.2 | 270.2 | 235.4 | 260 | YES | CC | NG | FO2 | 2140.4 | (G)
R1446 | Madison Windpower, LLC | Madison Wind Power | E | 24146 | Madison | 053 | 36 | 2000-09-01 | 11.55 | 11.5 | 11.5 | 11.6 | 11.6 |  | WT | WND |  | 18.7
R1447 | Marble River LLC | Marble River Wind | D | 323696 | Ellenburg | 019 | 36 | 2012-07-01 | 215.2 | 215.2 | 215.2 | 215.2 | 215.2 |  | WT | WND |  | 488.9
R1448 | Marsh Hill Energy LLC | Marsh Hill Wind Farm | C | 323713 | Jasper | 101 | 36 | 2014-12-01 | 16.2 | 0 | 0 | 0 | 0 |  | WT | WND |  | 46.4
R1449 | Model City Energy LLC | Model City Energy | A | 24167 | Lewiston | 063 | 36 | 2001-06-01 | 5.6 | 5.6 | 5.6 | 5.6 | 5.6 |  | IC | MTE |  | 39.5
R1450 | Modern Innovative Energy, LLC | Modern LF | A | 323580 | Lewiston | 063 | 36 | 2006-02-01 | 6.4 | 6.4 | 6.4 | 6.4 | 6.4 |  | IC | MTE |  | 19.9
R1451 | New Athens Generating Company, LLC | Athens 1 | F | 23668 | Athens | 039 | 36 | 2004-05-01 | 441 | 316.6 | 399.9 | 331 | 395.1 | YES | CC | NG | FO2 | 1450.1
R1452 | New Athens Generating Company, LLC | Athens 2 | F | 23670 | Athens | 039 | 36 | 2004-05-01 | 441 | 315.6 | 398.6 | 328.8 | 399 | YES | CC | NG | FO2 | 879.8
R1453 | New Athens Generating Company, LLC | Athens 3 | F | 23677 | Athens | 039 | 36 | 2004-05-01 | 441 | 312.8 | 395.1 | 329 | 395 | YES | CC | NG | FO2 | 1292.1
R1454 | New York Power Authority | Ashokan 1 | G | 23654 | Ashokan | 111 | 36 | 1982-11-01 | 2.3 | 1.8 | 1.8 | 2.3 | 2.3 |  | HY | WAT |  | 4.6
R1455 | New York Power Authority | Ashokan 2 | G | 23654 | Ashokan | 111 | 36 | 1982-11-01 | 2.3 | 1.8 | 1.8 | 2.3 | 2.3 |  | HY | WAT |  | 8.1
R1534 | Niagara Mohawk Power Corp. | International Paper - Curtis | F | 1655 | Corinth | 091 | 36 | 1986-01-01 | 9.8 | 30.8 | 30.8 | 0 | 0 |  | HY | WAT |  | 320.9 | (G)
R1457 | New York Power Authority | Astoria CC 2 | J | 323569 | Queens | 081 | 36 | 2006-01-01 | 288 | 246.2 | 270.2 | 235.4 | 260 | YES | CC | NG | FO2
R1688 | Seneca Energy II, LLC | Seneca Energy 1 | C | 23797 | Seneca Falls | 099 | 36 | 1996-03-01 | 8.8 | 8.8 | 8.8 | 8.8 | 8.8 |  | IC | MTE |  | 106.6 | (G)
R1459 | New York Power Authority | Gilboa 2 | F | 23757 | Gilboa NY | 095 | 36 | 1973-07-01 | 290 | 291.2 | 291.2 | 292.3 | 291.7 |  | PS | WAT |  | 216.8
R1460 | New York Power Authority | Gilboa 3 | F | 23758 | Gilboa NY | 095 | 36 | 1973-07-01 | 290 | 291.7 | 291.7 | 292.3 | 291.9 |  | PS | WAT |  | 13.1
R1461 | New York Power Authority | Gilboa 4 | F | 23759 | Gilboa NY | 095 | 36 | 1973-07-01 | 290 | 291.5 | 291.5 | 293 | 292.6 |  | PS | WAT |  | 138.2
R1462 | New York Power Authority | Brentwood | K | 24164 | Brentwood | 103 | 36 | 2001-08-01 | 47 | 47.1 | 47.1 | 43.8 | 46.3 |  | GT | NG |  | 60.7
R1463 | New York Power Authority | Crescent 1 | F | 24018 | Crescent | 001 | 36 | 1991-07-01 | 2.8 | 3.2 | 3.2 | 2.8 | 2.8 |  | HY | WAT |  | 15.6
R1464 | New York Power Authority | Crescent 2 | F | 24018 | Crescent | 001 | 36 | 1991-07-01 | 2.8 | 3.2 | 3.2 | 2.8 | 2.8 |  | HY | WAT |  | 16
R1465 | New York Power Authority | Crescent 3 | F | 24018 | Crescent | 001 | 36 | 1991-07-01 | 3 | 3.2 | 3.2 | 3 | 3 |  | HY | WAT |  | 19.4
R1466 | New York Power Authority | Crescent 4 | F | 24018 | Crescent | 001 | 36 | 1991-07-01 | 3 | 3.2 | 3.2 | 3 | 3 |  | HY | WAT |  | 18.4
R1467 | New York Power Authority | Flynn | K | 23794 | Holtsville | 103 | 36 | 1994-05-01 | 170 | 135.5 | 168.4 | 138.6 | 162.7 | YES | CC | NG | FO2 | 636.1
R1468 | New York Power Authority | Gowanus 5 | J | 24156 | Brooklyn | 047 | 36 | 2001-08-01 | 47 | 45.4 | 45.4 | 40 | 40 |  | GT | NG |  | 71.7
R1469 | New York Power Authority | Gowanus 6 | J | 24157 | Brooklyn | 047 | 36 | 2001-08-01 | 47 | 46.1 | 46.1 | 39.9 | 39.9 |  | GT | NG |  | 48.9
R1470 | New York Power Authority | Grahamsville | G | 23607 | Grahamsville | 105 | 36 | 1956-12-01 | 18 | 16.3 | 16.3 | 18 | 18 |  | HY | WAT |  | 95.3
R1471 | New York Power Authority | Greenport IC 4 | K | 1652 | Greenport | 103 | 36 | 1957-06-06 | 1.2 | 1.7 | 1.7 | 0.9 | 1.1 |  | IC | FO2 |  | 0
R1472 | New York Power Authority | Greenport IC 5 | K | 1652 | Greenport | 103 | 36 | 1965-07-08 | 1.8 | 1.7 | 1.7 | 1.4 | 1.6 |  | IC | FO2 |  | 0
R1473 | New York Power Authority | Greenport IC 6 | K | 1652 | Greenport | 103 | 36 | 1971-09-17 | 3.8 | 2.7 | 2.7 | 3 | 2.6 |  | IC | FO2 |  | 0
R1474 | New York Power Authority | Harlem River 1 | J | 24160 | Bronx | 005 | 36 | 2001-08-01 | 47 | 46 | 46 | 39.9 | 39.9 |  | GT | NG |  | 26.4
R1475 | New York Power Authority | Harlem River 2 | J | 24161 | Bronx | 005 | 36 | 2001-08-01 | 47 | 45.2 | 45.2 | 40 | 40 |  | GT | NG |  | 15.1
R1476 | New York Power Authority | Hellgate 1 | J | 24158 | Bronx | 005 | 36 | 2001-08-01 | 47 | 45 | 45 | 39.9 | 39.9 |  | GT | NG |  | 26.2
R1477 | New York Power Authority | Hellgate 2 | J | 24159 | Bronx | 005 | 36 | 2001-08-01 | 47 | 45 | 45 | 40 | 40 |  | GT | NG |  | 14
R1478 | New York Power Authority | Jarvis 1 | E | 23743 | Hinckley | 065 | 36 | 1991-07-01 | 4.5 | 4.5 | 4.5 | 4.5 | 4.5 |  | HY | WAT |  | 6
R1479 | New York Power Authority | Jarvis 2 | E | 23743 | Hinckley | 065 | 36 | 1991-07-01 | 4.5 | 4.5 | 4.5 | 4.5 | 4.5 |  | HY | WAT |  | 23.2
R1480 | New York Power Authority | Kent | J | 24152 | Brooklyn | 047 | 36 | 2001-08-01 | 47 | 46.9 | 46.9 | 45.9 | 46.6 |  | GT | NG |  | 53.5
R1481 | New York Power Authority | Lewiston PS (Fleet) | A | 23760 | Niagara Falls | 063 | 36 | 1961-01-01 | 240 | 240 | 240 | 240 | 240 |  | PS | WAT |  | 404
R1482 | New York Power Authority | Moses Niagara (Fleet) | A | 23760 | Niagara Falls | 063 | 36 | 1961-01-01 | 2860 | 2460 | 2460 | 2435 | 2435 |  | HY | WAT |  | 16142.8
R1483 | New York Power Authority | Neversink | G | 23608 | Grahamsville | 105 | 36 | 1953-12-01 | 25 | 22 | 22 | 25 | 25 |  | HY | WAT |  | 7.3
R1484 | New York Power Authority | Pouch | J | 24155 | Staten Island | 085 | 36 | 2001-08-01 | 47 | 47.1 | 47.1 | 45.6 | 46 |  | GT | NG |  | 59.9
R1485 | New York Power Authority | St Lawrence - FDR (Fleet) | D | 23600 | Massena | 089 | 36 | 1958-07-01 | 1088 | 856 | 856 | 856 | 827 |  | HY | WAT |  | 7661.2
R1486 | New York Power Authority | Vernon Blvd 2 | J | 24162 | Queens | 081 | 36 | 2001-08-01 | 47 | 46.2 | 46.2 | 40 | 40 |  | GT | NG |  | 40.4
R1487 | New York Power Authority | Vernon Blvd 3 | J | 24163 | Queens | 081 | 36 | 2001-08-01 | 47 | 43.8 | 43.8 | 39.9 | 39.9 |  | GT | NG |  | 23.7
R1488 | New York Power Authority | Vischer Ferry 1 | F | 24020 | Vischer Ferry | 091 | 36 | 1991-07-01 | 2.8 | 3.2 | 3.2 | 2.8 | 2.9 |  | HY | WAT |  | 12.7
R1489 | New York Power Authority | Vischer Ferry 2 | F | 24020 | Vischer Ferry | 091 | 36 | 1991-07-01 | 2.8 | 3.2 | 3.2 | 2.8 | 2.9 |  | HY | WAT |  | 14.4
R1490 | New York Power Authority | Vischer Ferry 3 | F | 24020 | Vischer Ferry | 091 | 36 | 1991-07-01 | 3 | 3.2 | 3.2 | 3 | 2.9 |  | HY | WAT |  | 18
R1491 | New York Power Authority | Vischer Ferry 4 | F | 24020 | Vischer Ferry | 091 | 36 | 1991-07-01 | 3 | 3.2 | 3.2 | 3 | 2.9 |  | HY | WAT |  | 19.4
R1492 | New York State Elec. & Gas Corp. | AA Dairy | C | 5013 | Ithaca | 109 | 36 | 1998-06-01 | 0.1 | 0 | 0 | 0 | 0 |  | IC | MTE |  | 0
R1493 | New York State Elec. & Gas Corp. | Alice Falls 1 | D | 23915 | Ausable | 019 | 36 | 1991-11-01 | 1.5 | 1.6 | 1.6 | 0 | 0 |  | HY | WAT |  | 0
R1494 | New York State Elec. & Gas Corp. | Alice Falls 2 | D | 23915 | Ausable | 019 | 36 | 1991-11-01 | 0.6 | 0.6 | 0.6 | 0 | 0 |  | HY | WAT |  | 0
R1495 | New York State Elec. & Gas Corp. | Allegheny 8 | C | 23528 | Kittanning PA | 005 | 42 | 1990-10-01 | 16 | 14.7 | 14.7 | 16 | 16 |  | HY | WAT |  | 95.2
R1496 | New York State Elec. & Gas Corp. | Allegheny 9 | C | 23528 | Kittanning PA | 005 | 42 | 1990-10-01 | 22 | 20.2 | 20.2 | 22 | 22 |  | HY | WAT |  | 116.3
R1497 | New York State Elec. & Gas Corp. | Auburn - Mill St. | C | 5014 | Auburn | 011 | 36 | 1981-10-01 | 0.4 | 0 | 0 | 0 | 0 |  | HY | WAT |  | 0
R1498 | New York State Elec. & Gas Corp. | Auburn - No. Div.St | C | 5015 | Auburn | 011 | 36 | 1992-12-01 | 0.8 | 0 | 0 | 0 | 0 |  | HY | WAT |  | 0
R1499 | New York State Elec. & Gas Corp. | Auburn - State St. | C | 24147 | Auburn | 011 | 36 | 1995-01-01 | 7.4 | 5.8 | 8.2 | 1.7 | 7.3 |  | GT | NG |  | 0
R1500 | New York State Elec. & Gas Corp. | Broome LFGE | C | 323600 | Binghamton | 007 | 36 | 2007-09-01 | 2.4 | 2.1 | 2.1 | 2.1 | 2.1 |  | IC | MTE |  | 6.3
R1501 | New York State Elec. & Gas Corp. | Cadyville 1 | D | 23628 | Schuyler Falls | 019 | 36 | 1921-08-01 | 1.2 | 1 | 1 | 1.2 | 1.2 |  | HY | WAT |  | 0
R1502 | New York State Elec. & Gas Corp. | Cadyville 2 | D | 23628 | Schuyler Falls | 019 | 36 | 1921-08-01 | 1.2 | 1 | 1 | 1.2 | 1.2 |  | HY | WAT |  | 6.2
R1503 | New York State Elec. & Gas Corp. | Cadyville 3 | D | 23628 | Schuyler Falls | 019 | 36 | 1986-09-01 | 3.1 | 2.7 | 2.7 | 3.1 | 3.1 |  | HY | WAT |  | 18.4
R1504 | New York State Elec. & Gas Corp. | Chasm Falls Hydro | D | 5016 | Chateaugay | 033 | 36 | 1982-03-01 | 1.6 | 0 | 0 | 0 | 0 |  | HY | WAT |  | 0
R1505 | New York State Elec. & Gas Corp. | Croton Falls Hydro | I | 5017 | North Salem | 119 | 36 | 1987-01-01 | 0.2 | 0 | 0 | 0 | 0 |  | HY | WAT |  | 0
R1506 | New York State Elec. & Gas Corp. | Harris Lake | D | 5018 | Newcomb | 031 | 36 | 1967-08-01 | 1.7 | 0 | 0 | 0 | 0 |  | IC | FO2 |  | 0
R1507 | New York State Elec. & Gas Corp. | High Falls 1 | D | 23628 | Saranac | 019 | 36 | 1948-08-01 | 4 | 4.3 | 4.3 | 4 | 4 |  | HY | WAT |  | 36.7
R1508 | New York State Elec. & Gas Corp. | High Falls 2 | D | 23628 | Saranac | 019 | 36 | 1949-08-01 | 4 | 4.3 | 4.3 | 4 | 4 |  | HY | WAT |  | 14
R1509 | New York State Elec. & Gas Corp. | High Falls 3 | D | 23628 | Saranac | 019 | 36 | 1956-08-01 | 7 | 8.2 | 8.2 | 7 | 7 |  | HY | WAT |  | 0
R1510 | New York State Elec. & Gas Corp. | Kent Falls 1 | D | 23628 | Schuyler Falls | 019 | 36 | 1928-08-01 | 3.6 | 3 | 3 | 3.6 | 3.6 |  | HY | WAT |  | 16.6
R1511 | New York State Elec. & Gas Corp. | Kent Falls 2 | D | 23628 | Schuyler Falls | 019 | 36 | 1928-08-01 | 3.6 | 3 | 3 | 3.6 | 3.6 |  | HY | WAT |  | 0
R1512 | New York State Elec. & Gas Corp. | Kent Falls 3 | D | 23628 | Schuyler Falls | 019 | 36 | 1985-07-01 | 6.4 | 6 | 6 | 6.4 | 6.4 |  | HY | WAT |  | 41.2
R1513 | New York State Elec. & Gas Corp. | Lower Saranac 1 | D | 23913 | Schuyler Falls | 019 | 36 | 1990-10-01 | 3.2 | 3.5 | 3.5 | 0 | 0 |  | HY | WAT |  | 0
R1514 | New York State Elec. & Gas Corp. | Lower Saranac 2 | D | 23913 | Schuyler Falls | 019 | 36 | 1990-10-01 | 3.2 | 3.5 | 3.5 | 0 | 0 |  | HY | WAT |  | 0
R1515 | New York State Elec. & Gas Corp. | Lower Saranac 3 | D | 23913 | Schuyler Falls | 019 | 36 | 1990-10-01 | 0.3 | 2.9 | 2.9 | 0 | 0 |  | HY | WAT |  | 0
R1516 | New York State Elec. & Gas Corp. | Mechanicville 1 | F | 23645 | Stillwater | 091 | 36 | 1983-09-01 | 9.2 | 10 | 10 | 9.2 | 9.3 |  | HY | WAT |  | 33.7
R1517 | New York State Elec. & Gas Corp. | Mechanicville 2 | F | 23645 | Stillwater | 091 | 36 | 1983-09-01 | 9.3 | 10 | 10 | 9.3 | 9.3 |  | HY | WAT |  | 35.9
R1518 | New York State Elec. & Gas Corp. | Mill C 1 | D | 23628 | Plattsburgh | 019 | 36 | 1944-08-01 | 1 | 0.9 | 0.9 | 1 | 1 |  | HY | WAT |  | 3.2
R1519 | New York State Elec. & Gas Corp. | Mill C 2 | D | 23628 | Plattsburgh | 019 | 36 | 1943-08-01 | 1.2 | 1.2 | 1.2 | 1.2 | 1.2 |  | HY | WAT |  | 4.7
R1520 | New York State Elec. & Gas Corp. | Mill C 3 | D | 23628 | Plattsburgh | 019 | 36 | 1984-11-01 | 3.8 | 3.7 | 3.7 | 3.8 | 3.8 |  | HY | WAT |  | 19.1
R1521 | New York State Elec. & Gas Corp. | Montville Falls | C | 5019 | Moravia | 011 | 36 | 1992-08-01 | 0.2 | 0 | 0 | 0 | 0 |  | HY | WAT |  | 0
R1522 | New York State Elec. & Gas Corp. | Rainbow Falls 1 | D | 23628 | Ausable | 019 | 36 | 1926-08-01 | 1.3 | 1.5 | 1.5 | 1.3 | 1.3 |  | HY | WAT |  | 0
R1523 | New York State Elec. & Gas Corp. | Rainbow Falls 2 | D | 23628 | Ausable | 019 | 36 | 1927-08-01 | 1.3 | 1.5 | 1.5 | 1.3 | 1.3 |  | HY | WAT |  | 0
R1524 | New York State Elec. & Gas Corp. | Waterloo 2 | C | 5020 | Waterloo | 099 | 36 | 1998-06-01 | 0.534 | 0 | 0 | 0 | 0 |  | HY | WAT |  | 0
R1525 | New York State Elec. & Gas Corp. | Waterloo 3 | C | 5021 | Waterloo | 099 | 36 | 1998-06-01 | 0.533 | 0 | 0 | 0 | 0 |  | HY | WAT |  | 0
R1526 | New York State Elec. & Gas Corp. | Waterloo 4 | C | 5022 | Waterloo | 099 | 36 | 1998-06-01 | 0.533 | 0 | 0 | 0 | 0 |  | HY | WAT |  | 0
R1527 | Niagara Mohawk Power Corp. | Boralex - Hudson Falls | F | 24011 | Hudson Falls | 115 | 36 | 1995-10-01 | 44 | 43.7 | 43.7 | 0 | 0 |  | HY | WAT |  | 201.6
R1528 | Niagara Mohawk Power Corp. | Boralex - South Glens Falls | F | 24028 | Moreau | 091 | 36 | 1994-12-01 | 13.8 | 14.8 | 14.8 | 0 | 0 |  | HY | WAT |  | 76.9
R1529 | Niagara Mohawk Power Corp. | CHI-LaChute | F | 1654 | Ticonderoga | 031 | 36 | 1987-12-01 | 9 | 8.9 | 8.9 | 0 | 0 |  | HY | WAT |  | 30.2
R1530 | Niagara Mohawk Power Corp. | Fortis - Dolgeville | E | 23807 | Dolgeville | 043 | 36 | 1985-07-01 | 5 | 6.3 | 6.3 | 0 | 0 |  | HY | WAT |  | 1.2
R1531 | Niagara Mohawk Power Corp. | Fortis Energy - Philadelphia | E | 1656 | Philadelphia | 045 | 36 | 1986-08-01 | 3.6 | 3.2 | 3.2 | 0 | 0 |  | HY | WAT |  | 10.2
R1532 | Niagara Mohawk Power Corp. | Fortis Energy - Moose River | E | 24016 | Lyonsdale | 049 | 36 | 1987-09-01 | 12.6 | 12 | 12 | 0 | 0 |  | HY | WAT |  | 47.4
R1533 | Niagara Mohawk Power Corp. | General Mills Inc | A | 23808 | Buffalo | 029 | 36 | 1988-12-01 | 3.8 | 3.8 | 3.8 | 0 | 0 |  | GT | NG |  | 1.6
R1373 | LI Energy Storage System, LLC | East Hampton Battery Storage | K | 5066 | East Hampton | 103 | 36 | 2018-08-01 | 5 | 5 | 5 | 0 | 0 |  | ES | BAT |  |  | (N)
R1535 | Niagara Mohawk Power Corp. | International Paper - Palmer | F | 1655 | Corinth | 091 | 36 | 1986-01-01 | 49.2 | 30.8 | 30.8 | 0 | 0 |  | HY | WAT
R1536 | Niagara Mohawk Power Corp. | Little Falls Hydro | E | 24013 | Little Falls | 043 | 36 | 1987-01-01 | 13 | 12.6 | 12.6 | 0 | 0 |  | HY | WAT |  | 57.9
R1537 | Niagara Mohawk Power Corp. | Onondaga County | C | 23987 | North Syracuse | 067 | 36 | 1994-12-01 | 39.5 | 32.6 | 32.6 | 0 | 0 |  | ST | REF |  | 216.8
R1538 | Niagara Mohawk Power Corp. | Pyrites Assoc. | E | 24023 | Canton | 089 | 36 | 1985-12-01 | 8.2 | 7.5 | 7.5 | 0 | 0 |  | HY | WAT |  | 23.5
R1539 | Niagara Mohawk Power Corp. | Adams Hydro | E | 23633 | Adams | 045 | 36 | 1987-11-01 | 0.2 | 0 | 0 | 0 | 0 |  | HY | WAT |  | 0
R1540 | Niagara Mohawk Power Corp. | Algon.-Herkimer | E | 23633 | Herkimer | 043 | 36 | 1987-12-01 | 1.6 | 0 | 0 | 0 | 0 |  | HY | WAT |  | 0
R1541 | Niagara Mohawk Power Corp. | Algon.-Otter Creek | E | 23633 | Greig | 049 | 36 | 1986-11-01 | 0.5 | 0 | 0 | 0 | 0 |  | HY | WAT |  | 0
R1542 | Niagara Mohawk Power Corp. | Allied Frozen Storage | A | 23774 | Cheektowaga | 029 | 36 | 2008-05-01 | 0.1 | 0 | 0 | 0 | 0 |  | IC | NG |  | 0.1
R1543 | Niagara Mohawk Power Corp. | Azure Mountain | D | 24055 | St. Regis Falls | 033 | 36 | 1993-08-01 | 0.6 | 0 | 0 | 0 | 0 |  | HY | WAT |  | 2.4
R1544 | Niagara Mohawk Power Corp. | Beaver Falls #1 | E | 23633 | Beaver Falls | 049 | 36 | 1986-01-01 | 1.5 | 0 | 0 | 0 | 0 |  | HY | WAT |  | 9.1
R1545 | Niagara Mohawk Power Corp. | Beaver Falls #2 | E | 23633 | Beaver Falls | 049 | 36 | 1986-01-01 | 1 | 0 | 0 | 0 | 0 |  | HY | WAT |  | 4.7
R1546 | Niagara Mohawk Power Corp. | Bellows Towers | D | 24055 | Malone | 033 | 36 | 1987-06-01 | 0.2 | 0 | 0 | 0 | 0 |  | HY | WAT |  | 0
R1547 | Niagara Mohawk Power Corp. | Black River Hyd#1 - Rock Isl. | E | 23633 | Port Leyden | 049 | 36 | 1984-07-01 | 1.9 | 0 | 0 | 0 | 0 |  | HY | WAT |  | 4.8
R1548 | Niagara Mohawk Power Corp. | Black River Hyd#2 - Denley | E | 23633 | Port Leyden | 049 | 36 | 1985-12-01 | 1.6 | 0 | 0 | 0 | 0 |  | HY | WAT |  | 1.3
R1549 | Niagara Mohawk Power Corp. | Black River Hyd#3 - Pt. Leyden | E | 23633 | Port Leyden | 049 | 36 | 1984-07-01 | 2.2 | 0 | 0 | 0 | 0 |  | HY | WAT |  | 16
R1550 | Niagara Mohawk Power Corp. | Boralex - Middle Falls | F | 23643 | Easton | 115 | 36 | 1989-12-01 | 2.2 | 0 | 0 | 0 | 0 |  | HY | WAT |  | 12.5
R1551 | Niagara Mohawk Power Corp. | Burrstone Engy Center, LLC LU | E | 23633 | Utica | 065 | 36 | 2009-11-01 | 1.1 | 0 | 0 | 0 | 0 |  | IC | NG |  | 0.9
R1552 | Niagara Mohawk Power Corp. | Burrstone Engy Center, LLC U | E | 23633 | Utica | 065 | 36 | 2009-11-01 | 2.2 | 0 | 0 | 0 | 0 |  | IC | NG |  | 0.1
R1553 | Niagara Mohawk Power Corp. | Burt Dam Hydro | A | 23774 | Burt | 063 | 36 | 1987-12-01 | 0.6 | 0 | 0 | 0 | 0 |  | HY | WAT |  | 0.5
R1554 | Niagara Mohawk Power Corp. | C.H.I. (Dexter) Hydro | E | 23633 | Dexter | 045 | 36 | 1988-01-01 | 4.2 | 0 | 0 | 0 | 0 |  | HY | WAT |  | 18.8
R1555 | Niagara Mohawk Power Corp. | C.H.I. (Diamond Is) | E | 23633 | Watertown | 045 | 36 | 1986-01-01 | 1.2 | 0 | 0 | 0 | 0 |  | HY | WAT |  | 5.1
R1556 | Niagara Mohawk Power Corp. | C.H.I. (Fowler) | E | 23633 | Fowler | 049 | 36 | 1986-01-01 | 0.6 | 0 | 0 | 0 | 0 |  | HY | WAT |  | 4.3
R1557 | Niagara Mohawk Power Corp. | C.H.I. (Hailsboro #3) | E | 23633 | Hailsboro | 089 | 36 | 1986-01-01 | 0.75 | 0 | 0 | 0 | 0 |  | HY | WAT |  | 3.7
R1558 | Niagara Mohawk Power Corp. | C.H.I. (Hailsboro #4) | E | 23633 | Hailsboro | 089 | 36 | 1986-01-01 | 1.4 | 0 | 0 | 0 | 0 |  | HY | WAT |  | 10.3
R1559 | Niagara Mohawk Power Corp. | C.H.I. (Hailsboro #6) | E | 23633 | Hailsboro | 089 | 36 | 1986-01-01 | 0.8 | 0 | 0 | 0 | 0 |  | HY | WAT |  | 4.2
R1560 | Niagara Mohawk Power Corp. | C.H.I. (Theresa) | E | 23633 | Theresa | 089 | 36 | 1986-01-01 | 1.3 | 0 | 0 | 0 | 0 |  | HY | WAT |  | 5.8
R1561 | Niagara Mohawk Power Corp. | Cal Ban Power | A | 23774 | Allegany | 003 | 36 | 1995-06-01 | 0.1 | 0 | 0 | 0 | 0 |  | IC | NG |  | 0
R1562 | Niagara Mohawk Power Corp. | Cellu-Tissue Corp - Natural Dam | E | 23633 | Gouverneur | 089 | 36 | 1986-01-01 | 1 | 0 | 0 | 0 | 0 |  | HY | WAT |  | 0
R1563 | Niagara Mohawk Power Corp. | Champlain Spinner | F | 23643 | Whitehall | 031 | 36 | 1992-07-01 | 0.4 | 0 | 0 | 0 | 0 |  | HY | WAT |  | 0.8
R1564 | Niagara Mohawk Power Corp. | Chittenden Falls | F | 23643 | Stuyvesant | 021 | 36 | 1995-12-01 | 0.6 | 0 | 0 | 0 | 0 |  | HY | WAT |  | 0
R1565 | Niagara Mohawk Power Corp. | Christine Falls Hydro | F | 23643 | Wells | 041 | 36 | 1987-12-01 | 0.85 | 0 | 0 | 0 | 0 |  | HY | WAT |  | 0
R1566 | Niagara Mohawk Power Corp. | City of Oswego (High Dam) | C | 23634 | Oswego | 075 | 36 | 1994-02-01 | 11.9 | 0 | 0 | 0 | 0 |  | HY | WAT |  | 30.5
R1567 | Niagara Mohawk Power Corp. | City of Utica - Sand Road | E | 23633 | Utica | 065 | 36 | 1993-05-01 | 0.2 | 0 | 0 | 0 | 0 |  | HY | WAT |  | 1.5
R1568 | Niagara Mohawk Power Corp. | City of Utica -Trenton Falls | E | 23633 | Utica | 065 | 36 | 1993-02-01 | 0.2 | 0 | 0 | 0 | 0 |  | HY | WAT |  | 0.7
R1569 | Niagara Mohawk Power Corp. | City of Watertown | E | 23633 | Watertown | 045 | 36 | 1986-01-01 | 8.1 | 0 | 0 | 0 | 0 |  | HY | WAT |  | 11.3
R1570 | Niagara Mohawk Power Corp. | City of Watervliet Hydro | F | 23643 | Guilderland | 001 | 36 | 1986-01-01 | 1.5 | 0 | 0 | 0 | 0 |  | HY | WAT |  | 2.6
R1571 | Niagara Mohawk Power Corp. | Cons. HY-Victory | F | 23643 | Victory Falls | 091 | 36 | 1986-12-01 | 1.7 | 0 | 0 | 0 | 0 |  | HY | WAT |  | 6.6
R1572 | Niagara Mohawk Power Corp. | Copenhagen Assoc. | E | 23633 | Copenhagen | 049 | 36 | 1986-01-01 | 3.3 | 0 | 0 | 0 | 0 |  | HY | WAT |  | 7.3
R1573 | Niagara Mohawk Power Corp. | Cottrell Paper | F | 23643 | Rock City Falls | 091 | 36 | 1987-01-01 | 0.3 | 0 | 0 | 0 | 0 |  | HY | WAT |  | 0
R1574 | Niagara Mohawk Power Corp. | Cranberry Lake | E | 23633 | Cranberry Lake | 049 | 36 | 1987-12-01 | 0.5 | 0 | 0 | 0 | 0 |  | HY | WAT |  | 1.6
R1575 | Niagara Mohawk Power Corp. | Edison Hydro Electric | F | 23643 | Stottville | 021 | 36 | 2009-11-01 | 0.3 | 0 | 0 | 0 | 0 |  | HY | WAT |  | 0.5
R1576 | Niagara Mohawk Power Corp. | Empire Hydro Partners | E | 23633 | Port Leyden | 049 | 36 | 1984-11-01 | 1 | 0 | 0 | 0 | 0 |  | HY | WAT |  | 4.8
R1577 | Niagara Mohawk Power Corp. | Finch Paper LLC - Glens Falls | F | 23643 | Glens Falls | 113 | 36 | 2009-11-01 | 11.8 | 0 | 0 | 0 | 0 |  | HY | WAT |  | 0.2
R1578 | Niagara Mohawk Power Corp. | Finch Pruyn | F | 23643 | Glens Falls | 113 | 36 | 1989-12-01 | 29 | 0 | 0 | 0 | 0 |  | HY | WAT |  | 0
R1579 | Niagara Mohawk Power Corp. | Forestport Hydro | E | 23633 | Forestport | 065 | 36 | 1987-12-01 | 3.4 | 0 | 0 | 0 | 0 |  | HY | WAT |  | 7.2
R1580 | Niagara Mohawk Power Corp. | Fort Miller Assoc (Hudson River) | F | 23643 | Schuylerville | 091 | 36 | 1985-10-01 | 5 | 0 | 0 | 0 | 0 |  | HY | WAT |  | 22.7
R1581 | Niagara Mohawk Power Corp. | Fortis Energy - Diana | E | 23633 | Diana | 049 | 36 | 1985-07-01 | 1.8 | 0 | 0 | 0 | 0 |  | HY | WAT |  | 6.6
R1582 | Niagara Mohawk Power Corp. | Franklin Hydro | D | 24055 | Franklin Falls | 033 | 36 | 1995-03-01 | 0.3 | 0 | 0 | 0 | 0 |  | HY | WAT |  | 0
R1583 | Niagara Mohawk Power Corp. | Gloversville Johnstown WWT | F | 23643 | Gloversville | 035 | 36 | 2010-01-01 | 0.7 | 0 | 0 | 0 | 0 |  | IC | MTE |  | 1.2
R1584 | Niagara Mohawk Power Corp. | Green Island Power Authority | F | 23643 | Green Island | 001 | 36 | 1971-01-01 | 6 | 0 | 0 | 0 | 0 |  | HY | WAT |  | 39.8
R1585 | Niagara Mohawk Power Corp. | Hewittville Hydro | E | 23633 | Potsdam | 089 | 36 | 1984-07-01 | 3 | 0 | 0 | 0 | 0 |  | HY | WAT |  | 13.2
R1586 | Niagara Mohawk Power Corp. | Hollings&Vose-Center | F | 23643 | Easton | 115 | 36 | 1986-01-01 | 0.4 | 0 | 0 | 0 | 0 |  | HY | WAT |  | 0.7
R1587 | Niagara Mohawk Power Corp. | Hollings&Vose-Lower | F | 23643 | Easton | 115 | 36 | 1986-01-01 | 0.4 | 0 | 0 | 0 | 0 |  | HY | WAT |  | 0
R1588 | Niagara Mohawk Power Corp. | Hollings&Vose-Upper | F | 23643 | Easton | 115 | 36 | 1986-01-01 | 0.4 | 0 | 0 | 0 | 0 |  | HY | WAT |  | 0
R1589 | Niagara Mohawk Power Corp. | Hollow Dam Power | E | 23633 | Saint Lawrence | 089 | 36 | 1987-12-01 | 1 | 0 | 0 | 0 | 0 |  | HY | WAT |  | 2.8
R1590 | Niagara Mohawk Power Corp. | Hoosick Falls | F | 23643 | Hoosick Falls | 083 | 36 | 1988-08-01 | 0.6 | 0 | 0 | 0 | 0 |  | HY | WAT |  | 0
R1591 | Niagara Mohawk Power Corp. | Hydrocarbon-Algny | A | 23774 | Allegany | 003 | 36 | 1992-12-01 | 0.2 | 0 | 0 | 0 | 0 |  | IC | NG |  | 0
R1592 | Niagara Mohawk Power Corp. | Indian Falls HY | E | 23633 | Theresa | 045 | 36 | 1986-01-01 | 0.3 | 0 | 0 | 0 | 0 |  | HY | WAT |  | 0
R1593 | Niagara Mohawk Power Corp. | Kayuta Lake | E | 23633 | Kayuta | 065 | 36 | 1988-05-01 | 0.4 | 0 | 0 | 0 | 0 |  | HY | WAT |  | 1.4
R1594 | Niagara Mohawk Power Corp. | Kings Falls | E | 23633 | Copenhagen | 049 | 36 | 1988-05-01 | 1.6 | 0 | 0 | 0 | 0 |  | HY | WAT |  | 0
R1595 | Niagara Mohawk Power Corp. | Laidlaw Energy | A | 23774 | Ellicottville | 009 | 36 | 1991-07-01 | 3.4 | 0 | 0 | 0 | 0 |  | GT | NG |  | 0
R1596 | Niagara Mohawk Power Corp. | Laidlaw Energy | A | 23774 | Ellicottville | 009 | 36 | 1991-07-01 | 2.4 | 0 | 0 | 0 | 0 |  | ST | NG |  | 0
R1597 | Niagara Mohawk Power Corp. | Long Falls Hydro | E | 23633 | Carthage | 045 | 36 | 1991-06-01 | 3.3 | 0 | 0 | 0 | 0 |  | HY | WAT |  | 4.9
R1598 | Niagara Mohawk Power Corp. | Lyonsdale Assoc. (Burrows) | E | 23633 | Lyons Falls | 049 | 36 | 1984-07-01 | 3 | 0 | 0 | 0 | 0 |  | HY | WAT |  | 8.7
R1599 | Niagara Mohawk Power Corp. | Mechanicville | F | 23643 | Halfmoon | 091 | 36 | 2005-03-01 | 3.8 | 0 | 0 | 0 | 0 |  | HY | WAT |  | 21.9
R1600 | Niagara Mohawk Power Corp. | Mount Ida Hydro | F | 23643 | Troy | 083 | 36 | 1986-01-01 | 3 | 0 | 0 | 0 | 0 |  | HY | WAT |  | 8.9
R1602 | Niagara Mohawk Power Corp. | Mountainaire Massage Spa | F | 23643 | Wevertown | 113 | 36 | 2009-11-01 |  | 0 | 0 | 0 | 0 |  | HY | WAT |  | 0
R1603 | Niagara Mohawk Power Corp. | Newport Hydro Assoc. | E | 23633 | Newport | 043 | 36 | 1987-12-01 | 1.7 | 0 | 0 | 0 | 0 |  | HY | WAT |  | 5.9
R1604 | Niagara Mohawk Power Corp. | Northbrook Carthage | E | 23633 | Carthage | 045 | 36 | 1986-01-01 | 4.4 | 0 | 0 | 0 | 0 |  | HY | WAT |  | 21.4
R1605 | Niagara Mohawk Power Corp. | Nottingham High School | C | 23634 | Syracuse | 067 | 36 | 1988-06-01 | 0.2 | 0 | 0 | 0 | 0 |  | CG | NG |  | 0
R1606 | Niagara Mohawk Power Corp. | Oakvale Construction | D | 24055 | Wilmington | 031 | 36 | 2009-11-01 | 0.4 | 0 | 0 | 0 | 0 |  | HY | WAT |  | 2
R1607 | Niagara Mohawk Power Corp. | Ogdensburg Hydro | E | 23633 | Ogdensburg | 089 | 36 | 1987-12-01 | 3.5 | 0 | 0 | 0 | 0 |  | HY | WAT |  | 9.2
R1608 | Niagara Mohawk Power Corp. | Onondaga Energy Partners | C | 23634 | Onondaga | 067 | 36 | 1987-12-01 | 1.4 | 0 | 0 | 0 | 0 |  | IC | MTE |  | 0
R1609 | Niagara Mohawk Power Corp. | Oswego County | C | 23634 | Oswego | 075 | 36 | 1986-03-01 | 3.6 | 0 | 0 | 0 | 0 |  | ST | REF |  | 4.3
R1610 | Niagara Mohawk Power Corp. | Oswego Hydro Partners LP (Phoenix) | C | 23634 | Phoenix | 075 | 36 | 1990-12-01 | 3.4 | 0 | 0 | 0 | 0 |  | HY | WAT |  | 10.4
R1611 | Niagara Mohawk Power Corp. | Riverrat Glass & Electric | F | 23643 | Wadhams | 031 | 36 | 1986-01-01 | 0.6 | 0 | 0 | 0 | 0 |  | HY | WAT |  | 0
R1612 | Niagara Mohawk Power Corp. | Sandy Hollow Hydro Assoc. | E | 23633 | Philadelphia | 045 | 36 | 1986-09-01 | 0.6 | 0 | 0 | 0 | 0 |  | HY | WAT |  | 0
R1613 | Niagara Mohawk Power Corp. | Seneca Limited | C | 23634 | Syracuse | 067 | 36 | 1985-12-01 | 0.2 | 0 | 0 | 0 | 0 |  | HY | WAT |  | 0
R1614 | Niagara Mohawk Power Corp. | St. Elizabeth Medical Center | E | 23633 | Utica | 065 | 36 | 2012-02-01 | 0.6 | 0 | 0 | 0 | 0 |  | IC | NG |  | 0.4
R1615 | Niagara Mohawk Power Corp. | Stevens&Thompson Paper Co. | F | 23643 | Middle Falls | 115 | 36 | 1987-12-01 | 10.5 | 0 | 0 | 0 | 0 |  | HY | WAT |  | 30.3
R1616 | Niagara Mohawk Power Corp. | Stillwater Assoc. | E | 23633 | Webb | 043 | 36 | 1987-01-01 | 1.8 | 0 | 0 | 0 | 0 |  | HY | WAT |  | 6.5
R1617 | Niagara Mohawk Power Corp. | Stillwater Hydro Partners LP | F | 23643 | Stillwater | 091 | 36 | 1993-04-01 | 3.4 | 0 | 0 | 0 | 0 |  | HY | WAT |  | 13.9
R1618 | Niagara Mohawk Power Corp. | Stuyvesant Falls Hydro | F | 23643 | Stuyvesant | 021 | 36 | 2013-02-01 | 7 | 0 | 0 | 0 | 0 |  | HY | WAT |  | 19.5
R1619 | Niagara Mohawk Power Corp. | Sustainable Bioelectric LLC | A | 23774 | Wheatfield | 063 | 36 | 2014-03-01 | 0.6 | 0 | 0 | 0 | 0 |  | IC | MTE |  | 0.9
R1620 | Niagara Mohawk Power Corp. | Synergics - Middle Greenwich | F | 23643 | Greenwich | 115 | 36 | 1987-12-01 | 0.2 | 0 | 0 | 0 | 0 |  | HY | WAT |  | 0
R1621 | Niagara Mohawk Power Corp. | Synergics - Union Falls | D | 24055 | Union Falls | 019 | 36 | 1987-12-01 | 3 | 0 | 0 | 0 | 0 |  | HY | WAT |  | 8
R1622 | Niagara Mohawk Power Corp. | Synergics - Upper Greenwich | F | 23643 | Greenwich | 115 | 36 | 1987-12-01 | 0.4 | 0 | 0 | 0 | 0 |  | HY | WAT |  | 0
R1623 | Niagara Mohawk Power Corp. | Tannery Island | E | 23633 | Carthage | 045 | 36 | 1986-01-01 | 1.5 | 0 | 0 | 0 | 0 |  | HY | WAT |  | 6.6
R1624 | Niagara Mohawk Power Corp. | Town of Wells (Lake Algonquin) | F | 23643 | Wells | 041 | 36 | 1987-12-01 | 0.5 | 0 | 0 | 0 | 0 |  | HY | WAT |  | 1.6
R1625 | Niagara Mohawk Power Corp. | Tri-City JATC | F | 23643 | Latham | 001 | 36 | 2009-11-01 | 0 | 0 | 0 | 0 | 0 |  | IC | NG |  | 0
R1626 | Niagara Mohawk Power Corp. | Unionville Hydro | E | 23633 | Potsdam | 089 | 36 | 1984-07-01 | 3 | 0 | 0 | 0 | 0 |  | HY | WAT |  | 12.5
R1627 | Niagara Mohawk Power Corp. | United States Gypsum | B | 23774 | Batavia | 037 | 36 | 2009-11-01 | 5.8 | 0 | 0 | 0 | 0 |  | CG | NG |  | 1.2
R1628 | Niagara Mohawk Power Corp. | Valatie Falls | F | 23643 | Valatie | 021 | 36 | 1992-12-01 | 0.1 | 0 | 0 | 0 | 0 |  | HY | WAT |  | 0.3
R1629 | Niagara Mohawk Power Corp. | Valley Falls Assoc. | F | 23643 | Valley Falls | 083 | 36 | 1985-08-01 | 2.5 | 0 | 0 | 0 | 0 |  | HY | WAT |  | 7.1
R1630 | Niagara Mohawk Power Corp. | Village of Gouverneur | E | 23633 | Gouverneur | 089 | 36 | 1986-01-01 | 0.1 | 0 | 0 | 0 | 0 |  | HY | WAT |  | 0
R1631 | Niagara Mohawk Power Corp. | Village of Potsdam | E | 23633 | Potsdam | 089 | 36 | 1986-01-01 | 0.8 | 0 | 0 | 0 | 0 |  | HY | WAT |  | 0
R1632 | Niagara Mohawk Power Corp. | Village of Potsdam 2 | E | 23633 | Potsdam | 089 | 36 | 2014-04-01 | 0.5 | 0 | 0 | 0 | 0 |  | HY | WAT |  | 0
R1633 | Niagara Mohawk Power Corp. | Village of Saranac Lake | D | 24055 | Saranac Lake | 033 | 36 | 1996-12-01 | 0.2 | 0 | 0 | 0 | 0 |  | HY | WAT |  | 0.5
R1634 | Niagara Mohawk Power Corp. | Wave Hydro LLC | C | 23634 | Baldwinsville | 067 | 36 | 2010-02-07 | 0.823 | 0 | 0 | 0 | 0 |  | HY | WAT |  | 0
R1635 | Niagara Wind Power, LLC | Steel Wind | A | 323596 | Lackawanna | 029 | 36 | 2007-01-23 | 20 | 0 | 0 | 0 | 0 |  | WT | WND |  | 46.9
R1636 | Nine Mile Point Nuclear Station, LLC | Nine Mile Point 1 | C | 23575 | Scriba | 075 | 36 | 1969-11-01 | 641.8 | 630.5 | 630.5 | 631.9 | 629 |  | NB | UR |  | 5314.8
R1637 | Nine Mile Point Nuclear Station, LLC | Nine Mile Point 2 | C | 23744 | Scriba | 075 | 36 | 1988-08-01 | 1399 | 1310 | 1310 | 1287.8 | 1299 |  | NB | UR |  | 10119.9
R1638 | Noble Altona Windpark, LLC | Altona Wind Power | D | 323606 | Altona | 019 | 36 | 2008-09-23 | 97.5 | 97.5 | 97.5 | 97.5 | 97.5 |  | WT | WND |  | 168.6
R1639 | Noble Bliss Windpark, LLC | Bliss Wind Power | A | 323608 | Bliss | 121 | 36 | 2008-03-20 | 100.5 | 100.5 | 100.5 | 100.5 | 100.5 |  | WT | WND |  | 192.8
R1640 | Noble Chateaugay Windpark, LLC | Chateaugay Wind Power | D | 323614 | Chateaugay | 033 | 36 | 2008-10-07 | 106.5 | 106.5 | 106.5 | 106.5 | 106.5 |  | WT | WND |  | 190.9
R1641 | Noble Clinton Windpark 1, LLC | Clinton Wind Power | D | 323605 | Clinton | 019 | 36 | 2008-04-09 | 100.5 | 100.5 | 100.5 | 100.5 | 100.5 |  | WT | WND |  | 146.9
R1642 | Noble Ellenburg Windpark, LLC | Ellenburg Wind Power | D | 323604 | Ellenburg | 019 | 36 | 2008-03-31 | 81 | 81 | 81 | 81 | 81 |  | WT | WND |  | 144
R1643 | Noble Wethersfield Windpark, LLC | Wethersfield Wind Power | C | 323626 | Wethersfield | 121 | 36 | 2008-12-11 | 126 | 126 | 126 | 126 | 126 |  | WT | WND |  | 257.3
R1644 | Northbrook Lyons Falls, LLC | Hampshire Paper | E | 323593 | Gouverneur | 089 | 36 | 1987-03-01 | 3.4 | 3.5 | 3.5 | 3.4 | 3.4 |  | HY | WAT |  | 14.9
R1645 | Northbrook Lyons Falls, LLC | Lyons Falls Hydro | E | 23570 | Lyons Falls | 049 | 36 | 1986-01-01 | 8 | 7.3 | 7.3 | 8 | 8 |  | HY | WAT |  | 34
R1646 | NRG Power Marketing LLC | Arthur Kill GT 1 | J | 23520 | Staten Island | 085 | 36 | 1970-06-01 | 20 | 16.5 | 21.6 | 12.1 | 15.1 |  | GT | NG |  | 1
R1647 | NRG Power Marketing LLC | Arthur Kill ST 2 | J | 23512 | Staten Island | 085 | 36 | 1959-08-01 | 376.2 | 357.7 | 357.7 | 335.4 | 341.8 |  | ST | NG |  | 454.4
R1648 | NRG Power Marketing LLC | Arthur Kill ST 3 | J | 23513 | Staten Island | 085 | 36 | 1969-06-01 | 535.5 | 518 | 518 | 519.4 | 522.9 |  | ST | NG |  | 534.3
R1649 | NRG Power Marketing LLC | Astoria GT 2-1 | J | 24094 | Queens | 081 | 36 | 1970-06-01 | 46.5 | 41.2 | 50.7 | 36.3 | 45.1 | YES | JE | KER | NG | 7
R1650 | NRG Power Marketing LLC | Astoria GT 2-2 | J | 24095 | Queens | 081 | 36 | 1970-06-01 | 46.5 | 42.4 | 52.2 | 34.8 | 44.9 | YES | JE | KER | NG | 1.9
R1651 | NRG Power Marketing LLC | Astoria GT 2-3 | J | 24096 | Queens | 081 | 36 | 1970-06-01 | 46.5 | 41.2 | 50.7 | 35.9 | 46.1 | YES | JE | KER | NG | 2.5
R1652 | NRG Power Marketing LLC | Astoria GT 2-4 | J | 24097 | Queens | 081 | 36 | 1970-06-01 | 46.5 | 41 | 50.5 | 35.8 | 47.4 | YES | JE | KER | NG | 4.6
R1653 | NRG Power Marketing LLC | Astoria GT 3-1 | J | 24098 | Queens | 081 | 36 | 1970-06-01 | 46.5 | 41.2 | 50.7 | 34.1 | 45.2 | YES | JE | KER | NG | 2.6
R1654 | NRG Power Marketing LLC | Astoria GT 3-2 | J | 24099 | Queens | 081 | 36 | 1970-06-01 | 46.5 | 43.5 | 53.5 | 35.8 | 44.8 | YES | JE | KER | NG | 2.3
R1655 | NRG Power Marketing LLC | Astoria GT 3-3 | J | 24100 | Queens | 081 | 36 | 1970-06-01 | 46.5 | 43 | 52.9 | 35.3 | 45.4 | YES | JE | KER | NG | 1.8
R1656 | NRG Power Marketing LLC | Astoria GT 3-4 | J | 24101 | Queens | 081 | 36 | 1970-06-01 | 46.5 | 43 | 52.9 | 36.8 | 46.2 | YES | JE | KER | NG | 2.5
R1657 | NRG Power Marketing LLC | Astoria GT 4-1 | J | 24102 | Queens | 081 | 36 | 1970-07-01 | 46.5 | 42.6 | 52.4 | 35.2 | 45.6 | YES | JE | KER | NG | 2.6
R1658 | NRG Power Marketing LLC | Astoria GT 4-2 | J | 24103 | Queens | 081 | 36 | 1970-07-01 | 46.5 | 41.4 | 51 | 34.7 | 45.5 | YES | JE | KER | NG | 5
R1659 | NRG Power Marketing LLC | Astoria GT 4-3 | J | 24104 | Queens | 081 | 36 | 1970-07-01 | 46.5 | 41.1 | 50.6 | 34.9 | 44.9 | YES | JE | KER | NG | 4.3
R1660 | NRG Power Marketing LLC | Astoria GT 4-4 | J | 24105 | Queens | 081 | 36 | 1970-07-01 | 46.5 | 42.8 | 52.7 | 33.1 | 44.5 | YES | JE | KER | NG | 2.8
R1661 | NRG Power Marketing LLC | Oswego 5 | C | 23606 | Oswego | 075 | 36 | 1976-02-01 | 901.8 | 850.3 | 850.3 | 801.7 | 827 |  | ST | FO6 |  | 24.4
R1662 | NRG Power Marketing LLC | Oswego 6 | C | 23613 | Oswego | 075 | 36 | 1980-07-01 | 901.8 | 835.2 | 835.2 | 815 | 827.5 | YES | ST | FO6 | NG | 24.9
R1663 | NRG Power Marketing LLC | Oswego IC 1 | C | 5052 | Oswego | 075 | 36 | 1967-08-01 | 0.7 | 0 | 0 | 0 | 0 |  | IC | FO2 |  | 0
R1664 | NRG Power Marketing LLC | Oswego IC 2 | C | 5053 | Oswego | 075 | 36 | 1976-02-01 | 0.8 | 0 | 0 | 0 | 0 |  | IC | FO2 |  | 0
R1665 | NRG Power Marketing LLC | Oswego IC 3 | C | 5054 | Oswego | 075 | 36 | 1980-07-01 | 0.8 | 0 | 0 | 0 | 0 |  | IC | FO2 |  | 0
R1666 | Orange and Rockland Utilities | Buttermilk Falls | G | 5055 | Highland Falls | 071 | 36 | 1986-12-01 | 0.1 | 0 | 0 | 0 | 0 |  | HY | WAT |  | 0
R1667 | Orange and Rockland Utilities | Intl. Crossroads | G | 5056 | Mahwah NJ | 003 | 34 | 1987-12-01 | 3 | 0 | 0 | 0 | 0 | YES | IC | NG | FO2 | 0
R1668 | Orange and Rockland Utilities | Landfill G.Part19 | G | 5057 | Goshen | 071 | 36 | 1988-12-01 | 2.5 | 0 | 0 | 0 | 0 |  | IC | MTE |  | 0
R1669 | Orange and Rockland Utilities | Middletown LFG | G | 5058 | Goshen | 071 | 36 | 1988-12-01 | 3 | 0 | 0 | 0 | 0 |  | IC | MTE |  | 0
R1670 | PSEG Energy Resource & Trade, LLC | Bethlehem Energy Center | F | 323570 | Bethlehem | 001 | 36 | 2005-07-01 | 893.1 | 835 | 924.8 | 814.6 | 908.5 | YES | CC | NG | FO2 | 5142.1
R1671 | R.E. Ginna Nuclear Power Plant, LLC | R. E. Ginna | B | 23603 | Ontario | 117 | 36 | 1970-07-01 | 614 | 582 | 582 | 581 | 581.7 |  | NP | UR |  | 4706.6
R1672 | ReEnergy Black River LLC | Fort Drum | E | 23780 | Watertown | 045 | 36 | 2013-05-30 | 55.5 | 55.6 | 55.6 | 0 | 0 |  | ST | WD | FO2 | 203.4
R1673 | Rochester Gas and Electric Corp. | Mills Mills | B | 5059 | Fillmore | 003 | 36 | 1906-07-01 | 0.2 | 0 | 0 | 0 | 0 |  | HY | WAT |  | 0
R1674 | Rochester Gas and Electric Corp. | Mt Morris | B | 5060 | Mt Morris | 051 | 36 | 1916-07-01 | 0.3 | 0 | 0 | 0 | 0 |  | HY | WAT |  | 0
R1675 | Rochester Gas and Electric Corp. | Station 2 1 | B | 23604 | Rochester | 055 | 36 | 1913-07-01 | 8.5 | 6.5 | 6.5 | 8.5 | 8.5 |  | HY | WAT |  | 23
R1676 | Rochester Gas and Electric Corp. | Station 26 1 | B | 23604 | Rochester | 055 | 36 | 1952-08-01 | 3 | 3 | 3 | 3 | 3 |  | HY | WAT |  | 11.4
R1677 | Rochester Gas and Electric Corp. | Station 5 1 | B | 23604 | Rochester | 055 | 36 | 1918-07-01 | 13.982 | 11.8 | 11.8 | 14 | 14 |  | HY | WAT |  | 0.6
R1678 | Rochester Gas and Electric Corp. | Station 5 2 | B | 23604 | Rochester | 055 | 36 | 1918-07-01 | 13.59 | 11.8 | 11.8 | 13.6 | 13.6 |  | HY | WAT |  | 1
R1679 | Rochester Gas and Electric Corp. | Station 5 3 | B | 23604 | Rochester | 055 | 36 | 1918-07-01 | 18 | 16.5 | 16.5 | 18 | 18 |  | HY | WAT |  | 1.4
R1680 | Rockville Centre, Village of | Charles P Keller 07 | K | 1661 | Rockville Centre | 059 | 36 | 1942-09-01 | 2 | 2 | 2 | 0 | 0 |  | IC | FO2 |  | 0
R1681 | Rockville Centre, Village of | Charles P Keller 09 | K | 1661 | Rockville Centre | 059 | 36 | 1954-09-01 | 3.5 | 3.3 | 3.3 | 3.2 | 3.2 | YES | IC | FO2 | NG | 0.2
R1682 | Rockville Centre, Village of | Charles P Keller 10 | K | 1661 | Rockville Centre | 059 | 36 | 1954-09-01 | 3.5 | 3.2 | 3.2 | 3.2 | 3.2 | YES | IC | FO2 | NG | 0.3
R1683 | Rockville Centre, Village of | Charles P Keller 11 | K | 1661 | Rockville Centre | 059 | 36 | 1962-09-01 | 5.2 | 5.2 | 5.2 | 5.2 | 5.2 | YES | IC | FO2 | NG | 0.3
R1684 | Rockville Centre, Village of | Charles P Keller 12 | K | 1661 | Rockville Centre | 059 | 36 | 1967-09-01 | 5.5 | 5.5 | 5.5 | 5.5 | 5.5 | YES | IC | FO2 | NG | 0
R1685 | Rockville Centre, Village of | Charles P Keller 13 | K | 1661 | Rockville Centre | 059 | 36 | 1974-09-01 | 5.5 | 5.6 | 5.6 | 5.5 | 5.5 | YES | IC | FO2 | NG | 0
R1686 | Rockville Centre, Village of | Charles P Keller 14 | K | 1661 | Rockville Centre | 059 | 36 | 1994-09-01 | 6.2 | 6.3 | 6.3 | 6.3 | 6.3 | YES | IC | FO2 | NG | 1.2
R1687 | Seneca Energy II, LLC | Ontario LFGE | C | 23819 | Canandaigua | 069 | 36 | 2003-12-01 | 11.2 | 7.6 | 7.6 | 11.2 | 11.2 |  | IC | MTE |  | 71.7
R1374 | LI Energy Storage System, LLC | Montauk Battery Storage | K | 5068 | Montauk | 103 | 36 | 2018-10-01 | 5 | 5 | 5 | 0 | 0 |  | ES | BAT |  |  | (N)
R1689 | Seneca Energy II, LLC | Seneca Energy 2 | C | 23797 | Seneca Falls | 099 | 36 | 1997-08-01 | 8.8 | 8.8 | 8.8 | 8.8 | 8.8 |  | IC | MTE
R1690 | Seneca Falls Power Corp. | Seneca Falls 1 | C | 23627 | Seneca Falls | 099 | 36 | 1998-06-01 | 1.8 | 1.6 | 1.6 | 0 | 0 |  | HY | WAT |  | 0
R1691 | Seneca Falls Power Corp. | Seneca Falls 2 | C | 23627 | Seneca Falls | 099 | 36 | 1998-06-01 | 1.8 | 1.6 | 1.6 | 0 | 0 |  | HY | WAT |  | 0
R1692 | Seneca Falls Power Corp. | Seneca Falls 4 | C | 23627 | Seneca Falls | 099 | 36 | 1998-06-01 | 2 | 1.8 | 1.8 | 0 | 0 |  | HY | WAT |  | 0
R1693 | Seneca Power Partners, L.P. | Allegany | B | 23514 | Hume | 003 | 36 | 1995-03-01 | 67 | 62.9 | 82.2 | 61.4 | 63.4 |  | CC | NG |  | 35.7
R1694 | Seneca Power Partners, L.P. | Batavia | B | 24024 | Batavia | 037 | 36 | 1992-06-01 | 67.3 | 57.1 | 71.7 | 48.8 | 60.1 |  | CC | NG |  | 35.3
R1695 | Seneca Power Partners, L.P. | Carthage Energy | E | 23857 | Carthage | 045 | 36 | 1991-08-01 | 62.9 | 59 | 70.6 | 56.3 | 64.5 | YES | CC | NG | FO2 | 19.9
R1696 | Seneca Power Partners, L.P. | Hillburn GT | G | 23639 | Hillburn | 087 | 36 | 1971-04-01 | 46.5 | 37.9 | 51.8 | 35.4 | 45.1 | YES | JE | NG | KER | 0.4
R1697 | Seneca Power Partners, L.P. | Shoemaker GT | G | 23640 | Middletown | 071 | 36 | 1971-05-01 | 41.9 | 33.1 | 45.2 | 32.7 | 40.8 | YES | JE | NG | KER | 0.4
R1698 | Seneca Power Partners, L.P. | Sterling | E | 23777 | Sherrill | 065 | 36 | 1991-06-01 | 65.3 | 57.4 | 72.1 | 50.9 | 62.5 |  | CC | NG |  | 26.2
R1699 | Sheldon Energy LLC | High Sheldon Wind Farm | C | 323625 | Sheldon | 121 | 36 | 2009-02-01 | 118.1 | 112.5 | 112.5 | 118.1 | 118.1 |  | WT | WND |  | 247.7
R1700 | Shoreham Solar Commons LLC | Shoreham Solar | K | 323752 | East Shoreham | 103 | 36 | 2018-07-01 | 25 | 24.9 | 24.9 | 0 | 0 |  | PV | SUN |  |  | (N)
R1701 | Somerset Operating Company, LLC | Somerset | A | 23543 | Somerset | 063 | 36 | 1984-08-01 | 655.1 | 686.5 | 686.5 | 685.9 | 692.5 |  | ST | BIT |  | 593
R1702 | Stephentown Spindle LLC | Beacon LESR | F | 323632 | Stephentown | 083 | 36 | 2010-11-29 | 20 | 0 | 0 | 0 | 0 |  | ES | FW |  | 0
R1703 | Stony Creek Energy LLC | Orangeville Wind Farm | C | 323706 | Orangeville | 121 | 36 | 2013-12-01 | 93.9 | 94.4 | 94.4 | 93.9 | 93.9 |  | WT | WND |  | 289.6
R1704 | Tenaska Power Services Co. | Freeport CT 1 | K | 23764 | Freeport | 059 | 36 | 2004-06-01 | 60 | 48.3 | 51.3 | 45.7 | 46.4 | YES | GT | NG | FO2 | 36.7
R1705 | TransAlta Energy Marketing (U.S.) Inc. | Saranac Energy | D | 23793 | Plattsburgh | 019 | 36 | 1994-06-01 | 285.6 | 253.7 | 298.4 | 249.8 | 276.2 |  | CC | NG |  | 70.8
R1706 | Triton Power Company | Chateaugay High Falls | D | 323578 | Chateaugay | 033 | 36 | 1987-12-01 | 1.7 | 1.7 | 1.7 | 0 | 0 |  | HY | WAT |  | 6.9
R1707 | Western New York Wind Corp. | Western NY Wind Power | B | 24143 | Wethersfield | 121 | 36 | 2000-10-01 | 6.6 | 0 | 0 | 0 | 0 |  | WT | WND |  | 4.6
R1708 | Wheelabrator Hudson Falls, LLC | Wheelabrator Hudson Falls | F | 23798 | Hudson Falls | 115 | 36 | 1991-10-01 | 14.4 | 12.7 | 12.7 | 10.5 | 11 |  | ST | REF |  | 76.8
R1709 | Wheelabrator Westchester, LP | Wheelabrator Westchester | H | 23653 | Peekskill | 119 | 36 | 1984-04-01 | 59.7 | 53.5 | 53.5 | 52 | 51.6 |  | ST | REF |  | 392
[9 empty] | 45091.7 | 41127.4 | 44177.8 | 39294.5 | 41790.4 |  |  |  |  | 135585.2

## Notes
NOTES FOR TABLE III - 2 (Existing Generating Facilities)
Note | Owner / Operator | Station Unit | Zone | PTID | Description
1 | Bayonne Energy Center, LLC | Bayonne EC CTG9 | J | 323749 | Unit produced power during months Jun - Dec 2018
2 | Bayonne Energy Center, LLC | Bayonne EC CTG10 | J | 323750 | Unit produced power during months Jun - Dec 2018
3 | Binghamton BOP, LLC | Binghamton | C | 23790 | Unit Retired on 1/9/2018.
4 | Calpine Energy Services LP | Stony Brook | K | 24151 | BTM:NG Resources - Summer and Winter Net-ICAP replaces Summer Capability and Winter Capability values
5 | Cayuga Operating Company, LLC | Cayuga 2 | C | 23585 | Unit became ICAP Ineligible on 7/1/2018.
6 | CPV Valley, LLC | CPV_VALLEY___CC1 | G | 323721 | Unit produced power during months Jan - Dec 2018
7 | CPV Valley, LLC | CPV_VALLEY___CC2 | G | 323722 | Unit produced power during months Feb - Dec 2018
8 | Cubit Power One Inc. | Arthur Kill Cogen | J | 323718 | Unit produced power during months Aug - Dec 2018
9 | EDF Renewable Energy | Copenhagen Wind Farm | E | 323753 | Unit produced power during months Nov - Dec 2018
10 | EDP Renewables NA | Arkwright Summit Wind Farm | A | 323751 | This unit is a member of Class Year 2017-2 but is in-service under limited operation for energy. Unit produced power during months Aug - Dec 2018.
11 | Helix Ravenswood, LLC | Ravenswood GTs | J | Various | Units became ICAP Ineligible on 4/1/2018.
12 | Lyonsdale Biomass, LLC | Lyonsdale | E | 23803 | Unit became ICAP Ineligible on 4/1/2018.
13 | New York Power Authority | Gilboa 1 | F | 23756 | Unit became ICAP Ineligible on 1/1/2019
A | Various | Generating Units | A-K | Various | Summer/Winter CRIS caps reflect capacity level of the unit that is deemed deliverable. See Definitions of Labels for the Load & Capacity Schedules (Section V) for description.
B | Various | Generating Units | A-K | Various | Summer Capability reflects DMNC values that are applicable to the Summer 2019 ICAP Market. Winter Capability reflects DMNC values that were applicable to the Winter 2018-2019 ICAP Market. DMNC stands for Dependable Maximum Net Generating Capability.
C | Various | Generating Units | A-K | Various | Net Energy from resources not directly participating in NYISO markets is obtained directly from the local TO.
D | Various | Reactivated Generator | A-K | Various | Unit(s) returned to service from mothballed status or from a Mothball Outage as defined in the MST.
E | Various | Behind-the-Meter: Net Generation Resource | A-K | Various | Units that are Behind the Meter Net Generation Resources.
G | Various | Generating Station | A-K | Various | Generation is reported as Station Total.
I | Various | ICAP Ineligible Generator | A-K | Various | This unit is in an ICAP Ineligible Forced Outage (IIFO) as defined in the MST.
M | Various | Mothballed Generator | A-K | Various | This unit is mothballed or is in a Mothball Outage per MST Section 5.18.
N | Various | New Generator | A-K | Various | Unit(s) added since the publication of the 2018 Load and Capacity Data Report.
R | Various | Retired Generator | A-K | Various | This unit is retired or Retired as defined in the MST.
U | Various | Generating Units | A-K | Various | The fuel type selection is not meant to provide any information on current fuel inventories, nor does it indicate which of the fuels might be considered as primary.
V | Various | Generating Units | A-K | Various | Typically, Name Plate refers to a historical rating and may not reflect the most current value.

## 2019 all
| Billing Organization | NYISO name | Zone | PTID | Town | County | State | In-Service Date | Name Plate Rating (MW) | 2019 CRIS Summer (MW) | 2019 CRIS Winter (MW) | 2019 Capability Summer (MW) | 2019 Capability Winter (MW) | Dual Fuel | Unit Type | Fuel Type (primary) | Fuel Type (secondary) | 2018 Net Energy (GWh)
R1605 | Niagara Mohawk Power Corp. | Nottingham High School | C | 23634 | Syracuse | 067 | 36 | 32295 | 0.2 | 0 | 0 | 0 | 0 |  | Cogeneration | Natural Gas |  | 0
R1627 | Niagara Mohawk Power Corp. | United States Gypsum | B | 23774 | Batavia | 037 | 36 | 40118 | 5.8 | 0 | 0 | 0 | 0 |  | Cogeneration | Natural Gas |  | 1.2 | Unit Type | Fuel Type (Primary) | Count | Name Plate Rating (MW) | 2019 CRIS Summer (MW) | 2019 CRIS Winter (MW) | 2019 Capability Summer (MW) | 2019 Capability Winter (MW) | 2018 Net Energy (GWh)
R1693 | Seneca Power Partners, L.P. | Allegany | B | 23514 | Hume | 003 | 36 | 34759 | 67 | 62.9 | 82.2 | 61.4 | 63.4 |  | Combined Cycle | Natural Gas |  | 35.7 | Combined Cycle | Natural Gas | 49 | 242.002 | 207.098 | 247.6429 | 203.7694 | 233.4347 | 868.6429
R1104 | Consolidated Edison Co. of NY, Inc. | Brooklyn Navy Yard | J | 23515 | Brooklyn | 047 | 36 | 35370 | 322 | 266.9 | 348.6 | 266.8 | 311.3 | YES | Combined Cycle | Natural Gas | Fuel Oil | 1964.7 | Combustion Turbine | Fuel Oil | 62 | 26.1177 | 24.0484 | 30.9677 | 22.1613 | 29.479 | 1.9677
R1451 | New Athens Generating Company, LLC | Athens 1 | F | 23668 | Athens | 039 | 36 | 38108 | 441 | 316.6 | 399.9 | 331 | 395.1 | YES | Combined Cycle | Natural Gas | Fuel Oil | 1450.1 | Combustion Turbine | Kerosene | 9 | 18.2556 | 17.4778 | 22.0111 | 15.6778 | 18.4667 | 0.23333
R1452 | New Athens Generating Company, LLC | Athens 2 | F | 23670 | Athens | 039 | 36 | 38108 | 441 | 315.6 | 398.6 | 328.8 | 399 | YES | Combined Cycle | Natural Gas | Fuel Oil | 879.8 | Combustion Turbine | Natural Gas | 35 | 37.1143 | 32.5143 | 35.0886 | 29.8 | 31.7886 | 30.7686
R1453 | New Athens Generating Company, LLC | Athens 3 | F | 23677 | Athens | 039 | 36 | 38108 | 441 | 312.8 | 395.1 | 329 | 395 | YES | Combined Cycle | Natural Gas | Fuel Oil | 1292.1 | Internal Combustion | Fuel Oil | 22 | 2.95 | 2.35 | 2.35 | 2.2273 | 2.3273 | 0.19091
R1357 | Indeck Energy Services of Silver Springs | Indeck-Silver Springs | C | 23768 | Silver Springs | 121 | 36 | 33329 | 56.6 | 51.5 | 66.1 | 49.5 | 63.9 | YES | Combined Cycle | Natural Gas | Fuel Oil | 78.3 | Internal Combustion | Methane (Bio Gas) | 32 | 4.2781 | 3.35 | 3.35 | 3.3531 | 3.3531 | 20.2375
R1698 | Seneca Power Partners, L.P. | Sterling | E | 23777 | Sherrill | 065 | 36 | 33390 | 65.3 | 57.4 | 72.1 | 50.9 | 62.5 |  | Combined Cycle | Natural Gas |  | 26.2 | Internal Combustion | Natural Gas | 10 | 1.94 | 1.11 | 1.11 | 0 | 0 | 0.17
R1361 | Indeck-Yerkes LP | Indeck-Yerkes | A | 23781 | Tonawanda | 029 | 36 | 32905 | 59.9 | 49.7 | 60.5 | 48 | 55.7 | YES | Combined Cycle | Natural Gas | Fuel Oil | 60.5 | Jet Engine | Fuel Oil | 13 | 50.8385 | 49.2154 | 61.5385 | 47.6615 | 57 | 6.1154
R1360 | Indeck-Oswego LP | Indeck-Oswego | C | 23783 | Oswego | 075 | 36 | 32994 | 57.4 | 51.6 | 66.7 | 49.8 | 60 | YES | Combined Cycle | Natural Gas | Fuel Oil | 63.9 | Jet Engine | Kerosene | 15 | 44.5667 | 40.08 | 49.9467 | 34.0333 | 43.2067 | 3.6067
R1144 | Emera Energy Services, Inc | Lockport | A | 23791 | Lockport | 063 | 36 | 33786 | 221.3 | 225.2 | 261.7 | 210.8 | 230.8 | YES | Combined Cycle | Natural Gas | Fuel Oil | 444.9 | Jet Engine | Natural Gas | 24 | 52.35 | 50.0708 | 58.2208 | 36.3042 | 40.6708 | 42.175
R1705 | TransAlta Energy Marketing (U.S.) Inc. | Saranac Energy | D | 23793 | Plattsburgh | 019 | 36 | 34486 | 285.6 | 253.7 | 298.4 | 249.8 | 276.2 |  | Combined Cycle | Natural Gas |  | 70.8 | Steam Turbine (Fossile) | Coal | 3 | 325.8667 | 331.7667 | 331.7667 | 278.9667 | 281.1667 | 230.6667
R1467 | New York Power Authority | Flynn | K | 23794 | Holtsville | 103 | 36 | 34455 | 170 | 135.5 | 168.4 | 138.6 | 162.7 | YES | Combined Cycle | Natural Gas | Fuel Oil | 636.1 | Steam Turbine (Fossile) | Fuel Oil | 11 | 546.5091 | 526.2636 | 526.2636 | 513.0455 | 521.1091 | 357.6091
R1121 | Consolidated Edison Energy, Inc. | Rensselaer | F | 23796 | Rensselaer | 083 | 36 | 34304 | 96.9 | 79 | 79 | 77 | 82.7 | YES | Combined Cycle | Natural Gas | Fuel Oil | 4.2 | Steam Turbine (Fossile) | Natural Gas | 21 | 253.0714 | 246.6048 | 246.6048 | 240.9143 | 242.3429 | 305.7048
R1125 | Consolidated Edison Energy, Inc. | Selkirk-II | F | 23799 | Selkirk | 001 | 36 | 34578 | 338.8 | 291.3 | 380.5 | 281 | 333.1 | YES | Combined Cycle | Natural Gas | Fuel Oil | 389.2 | Steam Turbine (Fossile) | Refuse (Solid Waste) | 11 | 28.4091 | 24.7182 | 24.7182 | 19.9636 | 20.3273 | 170.7636
R1124 | Consolidated Edison Energy, Inc. | Selkirk-I | F | 23801 | Selkirk | 001 | 36 | 33664 | 107.2 | 82.1 | 107.2 | 80.3 | 105.5 | YES | Combined Cycle | Natural Gas | Fuel Oil | 25.1 | Steam Turbine (Fossile) | Wood | 2 | 38.3 | 37.9 | 37.9 | 0 | 0 | 101.7
R1358 | Indeck-Corinth LP | Indeck-Corinth | F | 23802 | Corinth | 091 | 36 | 34881 | 147 | 131.2 | 134 | 130.7 | 135.2 | YES | Combined Cycle | Natural Gas | Fuel Oil | 694.2 |  | sum | 319
R1075 | Calpine Energy Services LP | KIAC_JFK_GT1 | J | 23816 | Jamaica | 081 | 36 | 34731 | 60.6 | 58.7 | 58.7 | 57.5 | 60.8 | YES | Combined Cycle | Natural Gas | Fuel Oil | 301.55
R1076 | Calpine Energy Services LP | KIAC_JFK_GT2 | J | 23817 | Jamaica | 081 | 36 | 34731 | 60.6 | 58.3 | 58.3 | 56.4 | 59.4 | YES | Combined Cycle | Natural Gas | Fuel Oil | 301.55 |  | Unit Type | Count | Name Plate Rating (MW) | 2019 CRIS Summer (MW) | 2019 CRIS Winter (MW) | 2019 Capability Summer (MW) | 2019 Capability Winter (MW) | 2018 Net Energy (GWh)
R1352 | Helix Ravenswood, LLC | Ravenswood CC 04 | J | 23820 | Queens | 081 | 36 | 38108 | 250 | 231.2 | 276.7 | 221.8 | 272.5 | YES | Combined Cycle | Natural Gas | Fuel Oil | 1347.4 |  | Combined Cycle | 49 | 242.002 | 207.098 | 247.6429 | 203.7694 | 233.4347 | 868.6429
R1073 | Calpine Energy Services LP | Bethpage | K | 23823 | Hicksville | 059 | 36 | 32752 | 83.6 | 54.9 | 55.1 | 51.5 | 59.7 |  | Combined Cycle | Natural Gas |  | 262 |  | Combustion Turbine | 106 | 29.0811 | 26.2858 | 31.5679 | 24.133 | 29.3066 | 11.3302
R1695 | Seneca Power Partners, L.P. | Carthage Energy | E | 23857 | Carthage | 045 | 36 | 33451 | 62.9 | 59 | 70.6 | 56.3 | 64.5 | YES | Combined Cycle | Natural Gas | Fuel Oil | 19.9 |  | Internal Combustion | 64 | 3.4562 | 2.6562 | 2.6562 | 2.4422 | 2.4766 | 10.2109
R1081 | Castleton Power, LLC | Castleton Energy Center | F | 23900 | Castleton | 083 | 36 | 33604 | 72 | 69 | 86.6 | 68.3 | 78.7 | YES | Combined Cycle | Natural Gas | Fuel Oil | 131.2 |  | Jet Engine | 52 | 49.7269 | 46.975 | 56.6635 | 38.4885 | 45.4846 | 22.0346
R1119 | Consolidated Edison Energy, Inc. | Massena | D | 23902 | Massena | 089 | 36 | 33786 | 102.1 | 82.2 | 107.9 | 81.2 | 92.3 | YES | Combined Cycle | Natural Gas | Fuel Oil | 1.7 |  | Steam Turbine (Fossile) | 48 | 264.4333 | 256.4708 | 256.4708 | 244.9833 | 247.6771 | 273.4854
R1134 | Dynegy Marketing and Trade, LLC | Independence | C | 23970 | Scriba | 075 | 36 | 34639 | 1254 | 956.4 | 1130.9 | 988 | 1130.9 |  | Combined Cycle | Natural Gas |  | 4912.1
R1359 | Indeck-Olean LP | Indeck-Olean | A | 23982 | Olean | 009 | 36 | 34304 | 90.6 | 79.4 | 88.5 | 76.8 | 88 | YES | Combined Cycle | Natural Gas | Fuel Oil | 126.8 |  | Fuel Type (Primary) | Count | Name Plate Rating (MW) | 2019 CRIS Summer (MW) | 2019 CRIS Winter (MW) | 2019 Capability Summer (MW) | 2019 Capability Winter (MW) | 2018 Net Energy (GWh)
R1113 | Consolidated Edison Energy, Inc. | Beaver Falls | E | 23983 | Beaver Falls | 049 | 36 | 34759 | 107.8 | 80.2 | 94.9 | 81.3 | 91.7 | YES | Combined Cycle | Natural Gas | Fuel Oil | 10.8 |  | Natural Gas | 141 | 140.095 | 125.3709 | 141.4872 | 120.2709 | 132.0298 | 362.2362
R1126 | Consolidated Edison Energy, Inc. | Syracuse | C | 23985 | Syracuse | 067 | 36 | 34213 | 102.7 | 86.8 | 107.3 | 85.3 | 98.9 | YES | Combined Cycle | Natural Gas | Fuel Oil | 32.5 |  | Fuel Oil | 108 | 77.3769 | 73.8093 | 79.2648 | 71.1676 | 77.3343 | 38.3278
R1694 | Seneca Power Partners, L.P. | Batavia | B | 24024 | Batavia | 037 | 36 | 33756 | 67.3 | 57.1 | 71.7 | 48.8 | 60.1 |  | Combined Cycle | Natural Gas |  | 35.3 |  | Kerosene | 24 | 34.7 | 31.6042 | 39.4708 | 27.15 | 33.9292 | 2.3417
R1146 | Emera Energy Services Sub. No. 3 LLC | Fortistar - N.Tonawanda | A | 24026 | N Tonawanda | 029 | 36 | 34121 | 68.5 | 59 | 75 | 59.1 | 68.5 | YES | Combined Cycle | Natural Gas | Fuel Oil | 24.1 |  | Methane (Bio Gas) | 32 | 4.2781 | 3.35 | 3.35 | 3.3531 | 3.3531 | 20.2375
R1080 | Carr Street Generating Station LP | Carr St.-E. Syr | C | 24060 | Dewitt | 067 | 36 | 34182 | 122.6 | 89 | 116.8 | 93.2 | 106.1 | YES | Combined Cycle | Natural Gas | Fuel Oil | 150.5 |  | Coal | 3 | 325.8667 | 331.7667 | 331.7667 | 278.9667 | 281.1667 | 230.6667
R1105 | Consolidated Edison Co. of NY, Inc. | East River 1 | J | 323558 | Manhattan | 061 | 36 | 38443 | 185 | 160.5 | 199 | 154.7 | 200.3 | YES | Combined Cycle | Natural Gas | Kerosene | 1141.4 |  | Refuse (Solid Waste) | 11 | 28.4091 | 24.7182 | 24.7182 | 19.9636 | 20.3273 | 170.7636
R1106 | Consolidated Edison Co. of NY, Inc. | East River 2 | J | 323559 | Manhattan | 061 | 36 | 38447 | 185 | 162.4 | 201.4 | 153.1 | 197.3 | YES | Combined Cycle | Natural Gas | Kerosene | 1092.8 |  | Wood | 2 | 38.3 | 37.9 | 37.9 | 0 | 0 | 101.7
R1426 | Long Island Power Authority | Pinelawn Power 1 | K | 323563 | Babylon | 103 | 36 | 38504 | 82 | 78 | 78 | 75.5 | 77.9 | YES | Combined Cycle | Natural Gas | Kerosene | 162.2
R1389 | Long Island Power Authority | Bethpage 3 | K | 323564 | Hicksville | 059 | 36 | 38473 | 96 | 79.9 | 91.4 | 76.5 | 77.9 |  | Combined Cycle | Natural Gas |  | 121.8
R1456 | New York Power Authority | Astoria CC 1 | J | 323568 | Queens | 081 | 36 | 38718 | 288 | 246.2 | 270.2 | 235.4 | 260 | YES | Combined Cycle | Natural Gas | Fuel Oil | 1070.2
R1457 | New York Power Authority | Astoria CC 2 | J | 323569 | Queens | 081 | 36 | 38718 | 288 | 246.2 | 270.2 | 235.4 | 260 | YES | Combined Cycle | Natural Gas | Fuel Oil | 1070.2
R1670 | PSEG Energy Resource & Trade, LLC | Bethlehem Energy Center | F | 323570 | Bethlehem | 001 | 36 | 38534 | 893.1 | 835 | 924.8 | 814.6 | 908.5 | YES | Combined Cycle | Natural Gas | Fuel Oil | 5142.1
R1003 | Astoria Energy, LLC | Astoria East Energy - CC1 | J | 323581 | Queens | 081 | 36 | 38808 | 320 | 292.6 | 355.3 | 290.1 | 332.5 | YES | Combined Cycle | Natural Gas | Fuel Oil | 1792.1
R1004 | Astoria Energy, LLC | Astoria East Energy - CC2 | J | 323582 | Queens | 081 | 36 | 38808 | 320 | 292.6 | 355.3 | 290.1 | 332.5 | YES | Combined Cycle | Natural Gas | Fuel Oil | 1792.1
R1390 | Long Island Power Authority | Caithness_CC_1 | K | 323624 | Brookhaven | 103 | 36 | 40026 | 375 | 315.6 | 389.8 | 325.9 | 362.3 | YES | Combined Cycle | Natural Gas | Fuel Oil | 2478.2
R1147 | Empire Generating Co, LLC | EMPIRE_CC_1 | F | 323656 | Rensselaer | 083 | 36 | 40423 | 335 | 294.2 | 360.2 | 299.8 | 333 | YES | Combined Cycle | Natural Gas | Fuel Oil | 1355.4
R1148 | Empire Generating Co, LLC | EMPIRE_CC_2 | F | 323658 | Rensselaer | 083 | 36 | 40423 | 335 | 298.2 | 365.1 | 299.8 | 333 | YES | Combined Cycle | Natural Gas | Fuel Oil | 843.1
R1001 | Astoria Energy II, LLC | Astoria Energy 2 - CC3 | J | 323677 | Queens | 081 | 36 | 40725 | 330 | 288 | 376.3 | 286.5 | 331.8 | YES | Combined Cycle | Natural Gas | Fuel Oil | 1375.15
R1002 | Astoria Energy II, LLC | Astoria Energy 2 - CC4 | J | 323678 | Queens | 081 | 36 | 40725 | 330 | 288 | 376.3 | 286.5 | 331.8 | YES | Combined Cycle | Natural Gas | Fuel Oil | 1375.15
R1149 | ENGIE Energy Marketing NA, Inc. | Nassau Energy Corporation | K | 323695 | Garden City | 059 | 36 | 33298 | 55 | 51.6 | 60.1 | 43.7 | 53.9 | YES | Combined Cycle | Natural Gas | Fuel Oil | 331
R1131 | CPV Valley, LLC | CPV_VALLEY___CC1 | G | 323721 | Wawayanda | 071 | 36 | 43160 | 385 | 340 | 380.5 | 309.3 | 377.8 | YES | Combined Cycle | Natural Gas | Fuel Oil | 686.8
R1132 | CPV Valley, LLC | CPV_VALLEY___CC2 | G | 323722 | Wawayanda | 071 | 36 | 43160 | 385 | 340 | 380.5 | 312.4 | 377.2 | YES | Combined Cycle | Natural Gas | Fuel Oil | 667.3
R1141 | East Coast Power, LLC | Linden Cogen | J | 23786 | Linden NJ | 039 | 34 | 33725 | 800 | 790.8 | 924.9 | 786.5 | 826.4 | YES | Combined Cycle | Natural Gas | Butane | 4289.8
R1067 | Binghamton BOP, LLC | Binghamton (RET - 1/9/18) | C | 23790 | Binghamton | 007 | 36 | 36951 | 47.7 | 43.8 | 57.2 | 0 | 0 | YES | Combined Cycle | Natural Gas | Kerosene | 3.5
R1440 | Long Island Power Authority | Wading River 1 | K | 23522 | Shoreham | 103 | 36 | 32721 | 79.5 | 81.2 | 106.1 | 78.1 | 99.9 |  | Combustion Turbine | Fuel Oil |  | 4.2
R1441 | Long Island Power Authority | Wading River 2 | K | 23547 | Shoreham | 103 | 36 | 32721 | 79.5 | 81.3 | 106.2 | 75.8 | 98 |  | Combustion Turbine | Fuel Oil |  | 1.3
R1442 | Long Island Power Authority | Wading River 3 | K | 23601 | Shoreham | 103 | 36 | 32721 | 79.5 | 81.3 | 106.2 | 78.6 | 99.4 |  | Combustion Turbine | Fuel Oil |  | 7.4
R1398 | Long Island Power Authority | Glenwood GT 02 | K | 23688 | Glenwood | 059 | 36 | 26451 | 55 | 52.7 | 68.8 | 51.4 | 61.7 |  | Combustion Turbine | Fuel Oil |  | 2.1
R1399 | Long Island Power Authority | Glenwood GT 03 | K | 23689 | Glenwood | 059 | 36 | 26451 | 55 | 54.7 | 71.5 | 52.9 | 68 |  | Combustion Turbine | Fuel Oil |  | 2.5
R1443 | Long Island Power Authority | West Babylon 4 | K | 23714 | West Babylon | 103 | 36 | 26146 | 52.4 | 49 | 64 | 48.9 | 64.8 |  | Combustion Turbine | Fuel Oil |  | 1.9
R1435 | Long Island Power Authority | Shoreham GT3 | K | 24213 | Shoreham | 103 | 36 | 37469 | 50 | 45.4 | 45.4 | 43.2 | 46.7 |  | Combustion Turbine | Fuel Oil |  | 4.1
R1436 | Long Island Power Authority | Shoreham GT4 | K | 24214 | Shoreham | 103 | 36 | 37469 | 50 | 43.9 | 43.9 | 42.8 | 45.6 |  | Combustion Turbine | Fuel Oil |  | 4
R1397 | Long Island Power Authority | Glenwood GT 01 | K | 23712 | Glenwood | 059 | 36 | 24563 | 16 | 14.6 | 19.1 | 11.6 | 13.5 |  | Combustion Turbine | Fuel Oil |  | 0
R1429 | Long Island Power Authority | Port Jefferson GT 01 | K | 23713 | Port Jefferson | 103 | 36 | 24442 | 16 | 14.1 | 18.4 | 12.2 | 15.7 |  | Combustion Turbine | Fuel Oil |  | -0.1
R1433 | Long Island Power Authority | Shoreham 1 | K | 23715 | Shoreham | 103 | 36 | 26115 | 52.9 | 48.9 | 63.9 | 0 | 64.5 |  | Combustion Turbine | Fuel Oil |  | 1.8
R1421 | Long Island Power Authority | Northport GT | K | 23718 | Northport | 103 | 36 | 24532 | 16 | 13.8 | 18 | 12.1 | 11.8 |  | Combustion Turbine | Fuel Oil |  | 0.1
R1439 | Long Island Power Authority | Southold 1 | K | 23719 | Southold | 103 | 36 | 23590 | 14 | 12.3 | 16.1 | 10 | 13.1 |  | Combustion Turbine | Fuel Oil |  | 1.8
R1432 | Long Island Power Authority | S Hampton 1 | K | 23720 | South Hampton | 103 | 36 | 23071 | 11.5 | 10.3 | 13.5 | 8.8 | 11.9 |  | Combustion Turbine | Fuel Oil |  | 1.5
R1009 | Astoria Generating Company L.P. | Gowanus 1-1 | J | 24077 | Brooklyn | 047 | 36 | 26085 | 20 | 19.1 | 24.9 | 18.8 | 24.4 |  | Combustion Turbine | Fuel Oil |  | 0.3
R1010 | Astoria Generating Company L.P. | Gowanus 1-2 | J | 24078 | Brooklyn | 047 | 36 | 26085 | 20 | 17.1 | 22.3 | 19.4 | 24.9 |  | Combustion Turbine | Fuel Oil |  | 0.2
R1011 | Astoria Generating Company L.P. | Gowanus 1-3 | J | 24079 | Brooklyn | 047 | 36 | 26085 | 20 | 17.2 | 22.5 | 17.7 | 22.9 |  | Combustion Turbine | Fuel Oil |  | 0.2
R1012 | Astoria Generating Company L.P. | Gowanus 1-4 | J | 24080 | Brooklyn | 047 | 36 | 26085 | 20 | 17.1 | 22.3 | 16.7 | 21.3 |  | Combustion Turbine | Fuel Oil |  | 0.1
R1013 | Astoria Generating Company L.P. | Gowanus 1-5 | J | 24084 | Brooklyn | 047 | 36 | 26085 | 20 | 16.5 | 21.6 | 17.2 | 22.3 |  | Combustion Turbine | Fuel Oil |  | 0.1
R1014 | Astoria Generating Company L.P. | Gowanus 1-6 | J | 24111 | Brooklyn | 047 | 36 | 26085 | 20 | 18 | 23.5 | 16.6 | 21.4 |  | Combustion Turbine | Fuel Oil |  | 0.1
R1015 | Astoria Generating Company L.P. | Gowanus 1-7 | J | 24112 | Brooklyn | 047 | 36 | 26085 | 20 | 17.6 | 23 | 17.6 | 22.4 |  | Combustion Turbine | Fuel Oil |  | 0.1
R1016 | Astoria Generating Company L.P. | Gowanus 1-8 | J | 24113 | Brooklyn | 047 | 36 | 26085 | 20 | 16.1 | 21 | 15.9 | 20.9 |  | Combustion Turbine | Fuel Oil |  | 0
R1017 | Astoria Generating Company L.P. | Gowanus 2-1 | J | 24114 | Brooklyn | 047 | 36 | 26085 | 20 | 17.9 | 23.4 | 17 | 22.5 | YES | Combustion Turbine | Fuel Oil | Natural Gas | 1.9
R1018 | Astoria Generating Company L.P. | Gowanus 2-2 | J | 24115 | Brooklyn | 047 | 36 | 26085 | 20 | 18.8 | 24.6 | 18.3 | 24.1 | YES | Combustion Turbine | Fuel Oil | Natural Gas | 1.8
R1019 | Astoria Generating Company L.P. | Gowanus 2-3 | J | 24116 | Brooklyn | 047 | 36 | 26085 | 20 | 20.6 | 26.9 | 19.1 | 24.9 | YES | Combustion Turbine | Fuel Oil | Natural Gas | 1.9
R1020 | Astoria Generating Company L.P. | Gowanus 2-4 | J | 24117 | Brooklyn | 047 | 36 | 26085 | 20 | 19.3 | 25.2 | 17.3 | 23.1 | YES | Combustion Turbine | Fuel Oil | Natural Gas | 0.8
R1021 | Astoria Generating Company L.P. | Gowanus 2-5 | J | 24118 | Brooklyn | 047 | 36 | 26085 | 20 | 18.6 | 24.3 | 18 | 23.4 | YES | Combustion Turbine | Fuel Oil | Natural Gas | 0.6
R1022 | Astoria Generating Company L.P. | Gowanus 2-6 | J | 24119 | Brooklyn | 047 | 36 | 26085 | 20 | 20.3 | 26.5 | 19.5 | 24.9 | YES | Combustion Turbine | Fuel Oil | Natural Gas | 1
R1023 | Astoria Generating Company L.P. | Gowanus 2-7 | J | 24120 | Brooklyn | 047 | 36 | 26085 | 20 | 19.6 | 25.6 | 19.1 | 24.7 | YES | Combustion Turbine | Fuel Oil | Natural Gas | 1
R1024 | Astoria Generating Company L.P. | Gowanus 2-8 | J | 24121 | Brooklyn | 047 | 36 | 26085 | 20 | 17.7 | 23.1 | 17.7 | 22.9 | YES | Combustion Turbine | Fuel Oil | Natural Gas | 0.4
R1025 | Astoria Generating Company L.P. | Gowanus 3-1 | J | 24122 | Brooklyn | 047 | 36 | 26115 | 20 | 17.7 | 23.1 | 16.9 | 21.9 | YES | Combustion Turbine | Fuel Oil | Natural Gas | 0.9
R1026 | Astoria Generating Company L.P. | Gowanus 3-2 | J | 24123 | Brooklyn | 047 | 36 | 26115 | 20 | 17.7 | 23.1 | 17.1 | 22.6 | YES | Combustion Turbine | Fuel Oil | Natural Gas | 0.7
R1027 | Astoria Generating Company L.P. | Gowanus 3-3 | J | 24124 | Brooklyn | 047 | 36 | 26115 | 20 | 19.8 | 25.9 | 18 | 23.8 | YES | Combustion Turbine | Fuel Oil | Natural Gas | 1
R1028 | Astoria Generating Company L.P. | Gowanus 3-4 | J | 24125 | Brooklyn | 047 | 36 | 26115 | 20 | 17.9 | 23.4 | 16.2 | 21.4 | YES | Combustion Turbine | Fuel Oil | Natural Gas | 1
R1029 | Astoria Generating Company L.P. | Gowanus 3-5 | J | 24126 | Brooklyn | 047 | 36 | 26115 | 20 | 19 | 24.8 | 17.3 | 22.8 | YES | Combustion Turbine | Fuel Oil | Natural Gas | 1.4
R1030 | Astoria Generating Company L.P. | Gowanus 3-6 | J | 24127 | Brooklyn | 047 | 36 | 26115 | 20 | 17.6 | 23 | 15.5 | 21 | YES | Combustion Turbine | Fuel Oil | Natural Gas | 0.7
R1031 | Astoria Generating Company L.P. | Gowanus 3-7 | J | 24128 | Brooklyn | 047 | 36 | 26115 | 20 | 18.1 | 23.6 | 18.1 | 23.9 | YES | Combustion Turbine | Fuel Oil | Natural Gas | 0.5
R1032 | Astoria Generating Company L.P. | Gowanus 3-8 | J | 24129 | Brooklyn | 047 | 36 | 26115 | 20 | 19 | 24.8 | 16.9 | 23.9 | YES | Combustion Turbine | Fuel Oil | Natural Gas | 0.5
R1033 | Astoria Generating Company L.P. | Gowanus 4-1 | J | 24130 | Brooklyn | 047 | 36 | 26115 | 20 | 16.8 | 21.9 | 18.9 | 24.4 |  | Combustion Turbine | Fuel Oil |  | 0.2
R1034 | Astoria Generating Company L.P. | Gowanus 4-2 | J | 24131 | Brooklyn | 047 | 36 | 26115 | 20 | 17.3 | 22.6 | 17.6 | 22.5 |  | Combustion Turbine | Fuel Oil |  | 0.2
R1035 | Astoria Generating Company L.P. | Gowanus 4-3 | J | 24132 | Brooklyn | 047 | 36 | 26115 | 20 | 17.6 | 23 | 16.6 | 20.4 |  | Combustion Turbine | Fuel Oil |  | 0.1
R1036 | Astoria Generating Company L.P. | Gowanus 4-4 | J | 24133 | Brooklyn | 047 | 36 | 26115 | 20 | 17.1 | 22.3 | 16.5 | 22.3 |  | Combustion Turbine | Fuel Oil |  | 0.1
R1037 | Astoria Generating Company L.P. | Gowanus 4-5 | J | 24134 | Brooklyn | 047 | 36 | 26115 | 20 | 17.1 | 22.3 | 16.4 | 22.1 |  | Combustion Turbine | Fuel Oil |  | 0.1
R1038 | Astoria Generating Company L.P. | Gowanus 4-6 | J | 24135 | Brooklyn | 047 | 36 | 26115 | 20 | 18.6 | 24.3 | 18.1 | 23 |  | Combustion Turbine | Fuel Oil |  | 0.1
R1039 | Astoria Generating Company L.P. | Gowanus 4-7 | J | 24136 | Brooklyn | 047 | 36 | 26115 | 20 | 16.6 | 21.7 | 17.2 | 21.7 |  | Combustion Turbine | Fuel Oil |  | 0
R1040 | Astoria Generating Company L.P. | Gowanus 4-8 | J | 24137 | Brooklyn | 047 | 36 | 26115 | 20 | 19 | 24.8 | 17.4 | 21.9 |  | Combustion Turbine | Fuel Oil |  | 0.2
R1041 | Astoria Generating Company L.P. | Narrows 1-1 | J | 24228 | Brooklyn | 047 | 36 | 26420 | 22 | 21 | 27.4 | 19.3 | 24.9 | YES | Combustion Turbine | Fuel Oil | Natural Gas | 6.4
R1042 | Astoria Generating Company L.P. | Narrows 1-2 | J | 24229 | Brooklyn | 047 | 36 | 26420 | 22 | 19.5 | 25.5 | 17.1 | 23.8 | YES | Combustion Turbine | Fuel Oil | Natural Gas | 3.6
R1043 | Astoria Generating Company L.P. | Narrows 1-3 | J | 24230 | Brooklyn | 047 | 36 | 26420 | 22 | 20.4 | 26.6 | 18.3 | 24.9 | YES | Combustion Turbine | Fuel Oil | Natural Gas | 4
R1044 | Astoria Generating Company L.P. | Narrows 1-4 | J | 24231 | Brooklyn | 047 | 36 | 26420 | 22 | 20.1 | 26.3 | 18.8 | 24.9 | YES | Combustion Turbine | Fuel Oil | Natural Gas | 2.7
R1045 | Astoria Generating Company L.P. | Narrows 1-5 | J | 24232 | Brooklyn | 047 | 36 | 26420 | 22 | 19.8 | 25.9 | 19.9 | 24.9 | YES | Combustion Turbine | Fuel Oil | Natural Gas | 3
R1046 | Astoria Generating Company L.P. | Narrows 1-6 | J | 24233 | Brooklyn | 047 | 36 | 26420 | 22 | 18.9 | 24.7 | 16.5 | 22.2 | YES | Combustion Turbine | Fuel Oil | Natural Gas | 3
R1047 | Astoria Generating Company L.P. | Narrows 1-7 | J | 24234 | Brooklyn | 047 | 36 | 26420 | 22 | 18.4 | 24 | 19.4 | 24.9 | YES | Combustion Turbine | Fuel Oil | Natural Gas | 6.1
R1048 | Astoria Generating Company L.P. | Narrows 1-8 | J | 24235 | Brooklyn | 047 | 36 | 26420 | 22 | 19.9 | 26 | 17.5 | 23.2 | YES | Combustion Turbine | Fuel Oil | Natural Gas | 4.6
R1049 | Astoria Generating Company L.P. | Narrows 2-1 | J | 24236 | Brooklyn | 047 | 36 | 26451 | 22 | 19.4 | 25.3 | 19.2 | 24.8 | YES | Combustion Turbine | Fuel Oil | Natural Gas | 3.4
R1050 | Astoria Generating Company L.P. | Narrows 2-2 | J | 24237 | Brooklyn | 047 | 36 | 26451 | 22 | 18.7 | 24.4 | 16.4 | 22.9 | YES | Combustion Turbine | Fuel Oil | Natural Gas | 3.4
R1051 | Astoria Generating Company L.P. | Narrows 2-3 | J | 24238 | Brooklyn | 047 | 36 | 26451 | 22 | 18.4 | 24 | 17.5 | 23.8 | YES | Combustion Turbine | Fuel Oil | Natural Gas | 3.4
R1052 | Astoria Generating Company L.P. | Narrows 2-4 | J | 24239 | Brooklyn | 047 | 36 | 26451 | 22 | 18.4 | 24 | 17.9 | 24.2 | YES | Combustion Turbine | Fuel Oil | Natural Gas | 7
R1053 | Astoria Generating Company L.P. | Narrows 2-5 | J | 24240 | Brooklyn | 047 | 36 | 26451 | 22 | 19.9 | 26 | 18.1 | 24.4 | YES | Combustion Turbine | Fuel Oil | Natural Gas | 4.8
R1054 | Astoria Generating Company L.P. | Narrows 2-6 | J | 24241 | Brooklyn | 047 | 36 | 26451 | 22 | 18.1 | 23.6 | 16.3 | 21.9 | YES | Combustion Turbine | Fuel Oil | Natural Gas | 2.8
R1055 | Astoria Generating Company L.P. | Narrows 2-7 | J | 24242 | Brooklyn | 047 | 36 | 26451 | 22 | 20.7 | 27 | 18.5 | 24.9 | YES | Combustion Turbine | Fuel Oil | Natural Gas | 6.6
R1056 | Astoria Generating Company L.P. | Narrows 2-8 | J | 24243 | Brooklyn | 047 | 36 | 26451 | 22 | 17.5 | 22.9 | 16.3 | 21.9 | YES | Combustion Turbine | Fuel Oil | Natural Gas | 6.4
R1337 | Freeport Electric | Freeport 2-3 | K | 1660 | Freeport | 059 | 36 | 26785 | 18.1 | 18.1 | 18.1 | 18.2 | 17.9 |  | Combustion Turbine | Kerosene |  | 0.1
R1110 | Consolidated Edison Co. of NY, Inc. | Hudson Ave 4 | J | 23540 | Brooklyn | 047 | 36 | 25750 | 16.3 | 13.9 | 18.2 | 0 | 0 |  | Combustion Turbine | Kerosene |  | 0.1
R1086 | Central Hudson Gas & Elec. Corp. | Coxsackie GT | G | 23611 | Coxsackie | 039 | 36 | 25538 | 21.6 | 19.9 | 26 | 19.5 | 23.7 | YES | Combustion Turbine | Kerosene | Natural Gas | 0.6
R1094 | Central Hudson Gas & Elec. Corp. | South Cairo | G | 23612 | Cairo | 039 | 36 | 25720 | 21.6 | 19.8 | 25.9 | 18.6 | 23.4 |  | Combustion Turbine | Kerosene |  | 0.3
R1111 | Consolidated Edison Co. of NY, Inc. | Hudson Ave 5 | J | 23657 | Brooklyn | 047 | 36 | 25750 | 16.3 | 15.1 | 19.7 | 14.7 | 19 |  | Combustion Turbine | Kerosene |  | 0.2
R1109 | Consolidated Edison Co. of NY, Inc. | Hudson Ave 3 | J | 23810 | Brooklyn | 047 | 36 | 25750 | 16.3 | 16 | 20.9 | 16.7 | 19.5 |  | Combustion Turbine | Kerosene |  | 0.2
R1101 | Consolidated Edison Co. of NY, Inc. | 59 St. GT 1 | J | 24138 | Manhattan | 061 | 36 | 25355 | 17.1 | 15.4 | 20.1 | 15.5 | 21.6 | YES | Combustion Turbine | Kerosene | Natural Gas | 0.2
R1102 | Consolidated Edison Co. of NY, Inc. | 74 St. GT 1 | J | 24260 | Manhattan | 061 | 36 | 25112 | 18.5 | 19 | 23.5 | 19 | 19.9 |  | Combustion Turbine | Kerosene |  | 0.2
R1103 | Consolidated Edison Co. of NY, Inc. | 74 St. GT 2 | J | 24261 | Manhattan | 061 | 36 | 25112 | 18.5 | 20.1 | 25.7 | 18.9 | 21.2 |  | Combustion Turbine | Kerosene |  | 0.2
R1371 | Jamestown Board of Public Utilities | Jamestown 7 | A | 1659 | Jamestown | 013 | 36 | 37257 | 47.3 | 40 | 40 | 40.9 | 46.2 |  | Combustion Turbine | Natural Gas |  | 109.8
R1385 | Long Island Power Authority | Barrett GT 01 | K | 23704 | Island Park | 059 | 36 | 25720 | 18 | 18.1 | 23.6 | 18.4 | 20.1 | YES | Combustion Turbine | Natural Gas | Fuel Oil | 3.9
R1386 | Long Island Power Authority | Barrett GT 02 | K | 23705 | Island Park | 059 | 36 | 25720 | 18 | 17.4 | 22.7 | 17 | 19.3 | YES | Combustion Turbine | Natural Gas | Fuel Oil | 3.9
R1376 | Long Island Power Authority | Barrett 03 | K | 23706 | Island Park | 059 | 36 | 25720 | 18 | 17.9 | 23.4 | 16.1 | 19.9 | YES | Combustion Turbine | Natural Gas | Fuel Oil | 6.5
R1377 | Long Island Power Authority | Barrett 04 | K | 23707 | Island Park | 059 | 36 | 25750 | 18 | 17.7 | 23.1 | 17.8 | 20.8 | YES | Combustion Turbine | Natural Gas | Fuel Oil | 9.3
R1378 | Long Island Power Authority | Barrett 05 | K | 23708 | Island Park | 059 | 36 | 25750 | 18 | 17.8 | 23.3 | 18.4 | 20.1 | YES | Combustion Turbine | Natural Gas | Fuel Oil | 7
R1379 | Long Island Power Authority | Barrett 06 | K | 23709 | Island Park | 059 | 36 | 25750 | 18 | 17.8 | 23.3 | 17 | 19.4 | YES | Combustion Turbine | Natural Gas | Fuel Oil | 4.6
R1380 | Long Island Power Authority | Barrett 08 | K | 23711 | Island Park | 059 | 36 | 25750 | 18 | 17.3 | 22.6 | 17.6 | 20.2 | YES | Combustion Turbine | Natural Gas | Fuel Oil | 4.6
R1704 | Tenaska Power Services Co. | Freeport CT 1 | K | 23764 | Freeport | 059 | 36 | 38139 | 60 | 48.3 | 51.3 | 45.7 | 46.4 | YES | Combustion Turbine | Natural Gas | Fuel Oil | 36.7
R1338 | Freeport Electric | Freeport CT 2 | K | 23818 | Freeport | 059 | 36 | 38047 | 60.5 | 50.3 | 50.3 | 47.1 | 50.7 | YES | Combustion Turbine | Natural Gas | Kerosene | 43.3
R1077 | Calpine Energy Services LP | Stony Brook (BTM:NG) | K | 24151 | Stony Brook | 103 | 36 | 34790 | 47 | 9.6 | 9.6 | 0 | 0 | YES | Combustion Turbine | Natural Gas | Fuel Oil | 83
R1480 | New York Power Authority | Kent | J | 24152 | Brooklyn | 047 | 36 | 37104 | 47 | 46.9 | 46.9 | 45.9 | 46.6 |  | Combustion Turbine | Natural Gas |  | 53.5
R1484 | New York Power Authority | Pouch | J | 24155 | Staten Island | 085 | 36 | 37104 | 47 | 47.1 | 47.1 | 45.6 | 46 |  | Combustion Turbine | Natural Gas |  | 59.9
R1468 | New York Power Authority | Gowanus 5 | J | 24156 | Brooklyn | 047 | 36 | 37104 | 47 | 45.4 | 45.4 | 40 | 40 |  | Combustion Turbine | Natural Gas |  | 71.7
R1469 | New York Power Authority | Gowanus 6 | J | 24157 | Brooklyn | 047 | 36 | 37104 | 47 | 46.1 | 46.1 | 39.9 | 39.9 |  | Combustion Turbine | Natural Gas |  | 48.9
R1476 | New York Power Authority | Hellgate 1 | J | 24158 | Bronx | 005 | 36 | 37104 | 47 | 45 | 45 | 39.9 | 39.9 |  | Combustion Turbine | Natural Gas |  | 26.2
R1477 | New York Power Authority | Hellgate 2 | J | 24159 | Bronx | 005 | 36 | 37104 | 47 | 45 | 45 | 40 | 40 |  | Combustion Turbine | Natural Gas |  | 14
R1474 | New York Power Authority | Harlem River 1 | J | 24160 | Bronx | 005 | 36 | 37104 | 47 | 46 | 46 | 39.9 | 39.9 |  | Combustion Turbine | Natural Gas |  | 26.4
R1475 | New York Power Authority | Harlem River 2 | J | 24161 | Bronx | 005 | 36 | 37104 | 47 | 45.2 | 45.2 | 40 | 40 |  | Combustion Turbine | Natural Gas |  | 15.1
R1486 | New York Power Authority | Vernon Blvd 2 | J | 24162 | Queens | 081 | 36 | 37104 | 47 | 46.2 | 46.2 | 40 | 40 |  | Combustion Turbine | Natural Gas |  | 40.4
R1487 | New York Power Authority | Vernon Blvd 3 | J | 24163 | Queens | 081 | 36 | 37104 | 47 | 43.8 | 43.8 | 39.9 | 39.9 |  | Combustion Turbine | Natural Gas |  | 23.7
R1462 | New York Power Authority | Brentwood | K | 24164 | Brentwood | 103 | 36 | 37104 | 47 | 47.1 | 47.1 | 43.8 | 46.3 |  | Combustion Turbine | Natural Gas |  | 60.7
R1430 | Long Island Power Authority | Port Jefferson GT 02 | K | 24210 | Port Jefferson | 103 | 36 | 37438 | 53 | 44 | 52 | 41.9 | 46.6 | YES | Combustion Turbine | Natural Gas | Fuel Oil | 23.9
R1431 | Long Island Power Authority | Port Jefferson GT 03 | K | 24211 | Port Jefferson | 103 | 36 | 37438 | 53 | 43.1 | 50.9 | 39.1 | 45.4 | YES | Combustion Turbine | Natural Gas | Fuel Oil | 30.9
R1424 | Long Island Power Authority | Pilgrim GT1 | K | 24216 | Brentwood | 103 | 36 | 37469 | 50 | 45.6 | 45.6 | 43 | 46.1 |  | Combustion Turbine | Natural Gas |  | 54.7
R1425 | Long Island Power Authority | Pilgrim GT2 | K | 24217 | Brentwood | 103 | 36 | 37469 | 50 | 46.2 | 46.2 | 42.2 | 46.6 |  | Combustion Turbine | Natural Gas |  | 53.7
R1400 | Long Island Power Authority | Glenwood GT 04 | K | 24219 | Glenwood | 059 | 36 | 37408 | 53 | 42.3 | 50 | 42.6 | 46.6 | YES | Combustion Turbine | Natural Gas | Fuel Oil | 35.7
R1401 | Long Island Power Authority | Glenwood GT 05 | K | 24220 | Glenwood | 059 | 36 | 37408 | 53 | 42 | 49.6 | 42.5 | 44.4 | YES | Combustion Turbine | Natural Gas | Fuel Oil | 50.7
R1074 | Calpine Energy Services LP | Bethpage GT4 | K | 323586 | Hicksville | 059 | 36 | 37438 | 60 | 48.2 | 51.2 | 45 | 47.6 |  | Combustion Turbine | Natural Gas |  | 70.4
R1646 | NRG Power Marketing LLC | Arthur Kill GT 1 | J | 23520 | Staten Island | 085 | 36 | 25720 | 20 | 16.5 | 21.6 | 12.1 | 15.1 |  | Combustion Turbine | Natural Gas |  | 1
R1008 | Astoria Generating Company L.P. | Astoria GT 01 | J | 23523 | Queens | 081 | 36 | 24654 | 16 | 15.7 | 20.5 | 14.2 | 18.9 |  | Combustion Turbine | Natural Gas |  | 1
R1342 | Helix Ravenswood, LLC | Ravenswood 01 | J | 23729 | Queens | 081 | 36 | 24654 | 18.6 | 8.8 | 11.5 | 7.8 | 6.4 |  | Combustion Turbine | Natural Gas |  | 0.2
R1595 | Niagara Mohawk Power Corp. | Laidlaw Energy | A | 23774 | Ellicottville | 009 | 36 | 33420 | 3.4 | 0 | 0 | 0 | 0 |  | Combustion Turbine | Natural Gas |  | 0
R1533 | Niagara Mohawk Power Corp. | General Mills Inc | A | 23808 | Buffalo | 029 | 36 | 32478 | 3.8 | 3.8 | 3.8 | 0 | 0 |  | Combustion Turbine | Natural Gas |  | 1.6
R1499 | New York State Elec. & Gas Corp. | Auburn - State St. | C | 24147 | Auburn | 011 | 36 | 34700 | 7.4 | 5.8 | 8.2 | 1.7 | 7.3 |  | Combustion Turbine | Natural Gas |  | 0
R1068 | Black River Hydroelectric, LLC | Glen Park Hydro | E | 23778 | Glen Park | 045 | 36 | 31413 | 32.6 | 40.4 | 40.4 | 32.6 | 32.6 |  | Conventional Hydro | Water |  | 147.9
R1069 | Boralex Hydro Operations Inc | Fourth Branch | F | 23824 | Waterford | 091 | 36 | 32112 | 3.3 | 3.5 | 3.5 | 3.3 | 3.3 |  | Conventional Hydro | Water |  | 15.9
R1070 | Boralex Hydro Operations Inc | NYS Dam | F | 23527 | Waterford | 091 | 36 | 33208 | 11.4 | 11.3 | 11.3 | 11.4 | 11.4 |  | Conventional Hydro | Water |  | 54.8
R1071 | Boralex Hydro Operations Inc | Sissonville | E | 23735 | Potsdam | 089 | 36 | 33086 | 3.1 | 3 | 3 | 3.1 | 3.1 |  | Conventional Hydro | Water |  | 14.4
R1072 | Boralex Hydro Operations Inc | Warrensburg | F | 23737 | Warrensburg | 113 | 36 | 32478 | 2.9 | 3 | 3 | 2.9 | 2.9 |  | Conventional Hydro | Water |  | 10.7
R1087 | Central Hudson Gas & Elec. Corp. | Dashville 1 | G | 23610 | Rifton | 111 | 36 | 7306 | 2.4 | 2.7 | 2.7 | 0 | 0 |  | Conventional Hydro | Water |  | 0
R1088 | Central Hudson Gas & Elec. Corp. | Dashville 2 | G | 23610 | Rifton | 111 | 36 | 7306 | 2.4 | 2.7 | 2.7 | 0 | 0 |  | Conventional Hydro | Water |  | 0
R1090 | Central Hudson Gas & Elec. Corp. | High Falls | G | 23754 | Marbletown | 111 | 36 | 31747 | 3.2 | 3 | 3 | 0 | 0 |  | Conventional Hydro | Water |  | 0
R1091 | Central Hudson Gas & Elec. Corp. | Millpond | G | 5004 | Catskill | 039 | 36 | 34304 | 0.9 | 0 | 0 | 0 | 0 |  | Conventional Hydro | Water |  | 0
R1092 | Central Hudson Gas & Elec. Corp. | Montgomery West | G | 5005 | Montgomery | 071 | 36 | 31352 | 0.2 | 0 | 0 | 0 | 0 |  | Conventional Hydro | Water |  | 0
R1093 | Central Hudson Gas & Elec. Corp. | Salisbury Mills | G | 5006 | Salisbury Mills | 071 | 36 | 31747 | 0.5 | 0 | 0 | 0 | 0 |  | Conventional Hydro | Water |  | 0
R1095 | Central Hudson Gas & Elec. Corp. | Sturgeon 1 | G | 23609 | Rifton | 111 | 36 | 8767 | 4.8 | 5 | 5 | 0 | 0 |  | Conventional Hydro | Water |  | 0
R1096 | Central Hudson Gas & Elec. Corp. | Sturgeon 2 | G | 23609 | Rifton | 111 | 36 | 8767 | 4.8 | 5.8 | 5.8 | 0 | 0 |  | Conventional Hydro | Water |  | 0
R1097 | Central Hudson Gas & Elec. Corp. | Sturgeon 3 | G | 23609 | Rifton | 111 | 36 | 8767 | 4.8 | 5 | 5 | 0 | 0 |  | Conventional Hydro | Water |  | 0
R1098 | Central Hudson Gas & Elec. Corp. | Wallkill | G | 5007 | Shwangunk | 111 | 36 | 31747 | 0.5 | 0 | 0 | 0 | 0 |  | Conventional Hydro | Water |  | 0
R1099 | Central Hudson Gas & Elec. Corp. | Wappingers Falls | G | 23765 | Wappingers Falls | 027 | 36 | 32478 | 2 | 2 | 2 | 2 | 2 |  | Conventional Hydro | Water |  | 11.2
R1100 | CHI Energy Inc | Goodyear Lake | E | 323669 | Milford | 077 | 36 | 29403 | 1.4 | 1.4 | 1.4 | 0 | 0 |  | Conventional Hydro | Water |  | 6.2
R1127 | Consolidated Hydro New York, Inc. | Groveville Hydro | G | 323602 | Beacon | 027 | 36 | 30651 | 0.9 | 0.9 | 0.9 | 0 | 0 |  | Conventional Hydro | Water |  | 0
R1128 | Consolidated Hydro New York, Inc. | Walden Hydro | G | 24148 | Walden | 071 | 36 | 30651 | 2.4 | 0 | 0 | 0 | 0 |  | Conventional Hydro | Water |  | 3.8
R1135 | Eagle Creek Hydro Power, LLC | Mongaup 1 | G | 23641 | Forestburg | 105 | 36 | 8583 | 1 | 0.9 | 0.9 | 1 | 1 |  | Conventional Hydro | Water |  | 15.1
R1136 | Eagle Creek Hydro Power, LLC | Mongaup 2 | G | 23641 | Forestburg | 105 | 36 | 8583 | 1 | 1 | 1 | 1 | 1 |  | Conventional Hydro | Water |  | 0
R1137 | Eagle Creek Hydro Power, LLC | Mongaup 3 | G | 23641 | Forestburg | 105 | 36 | 8583 | 1 | 1 | 1 | 1 | 1 |  | Conventional Hydro | Water |  | 0
R1138 | Eagle Creek Hydro Power, LLC | Mongaup 4 | G | 23641 | Forestburg | 105 | 36 | 9498 | 1 | 1 | 1 | 1 | 1 |  | Conventional Hydro | Water |  | 0
R1139 | Eagle Creek Hydro Power, LLC | Rio | G | 23641 | Glen Spey | 105 | 36 | 10197 | 10.8 | 10.8 | 10.8 | 10.6 | 10.7 |  | Conventional Hydro | Water |  | 42.3
R1140 | Eagle Creek Hydro Power, LLC | Swinging Bridge 2 | G | 23641 | Forestburg | 105 | 36 | 10990 | 7 | 7.9 | 7.9 | 6.9 | 7 |  | Conventional Hydro | Water |  | 20.3
R1152 | Erie Blvd. Hydro - Beaver River | Belfort 1 | E | 24048 | Belfort | 049 | 36 | 1097 | 0.4 | 0.4 | 0.4 | 0.4 | 0.4 |  | Conventional Hydro | Water |  | 1.5
R1153 | Erie Blvd. Hydro - Beaver River | Belfort 2 | E | 24048 | Belfort | 049 | 36 | 5480 | 0.64 | 0.6 | 0.6 | 0.6 | 0.6 |  | Conventional Hydro | Water |  | 2.8
R1154 | Erie Blvd. Hydro - Beaver River | Belfort 3 | E | 24048 | Belfort | 049 | 36 | 6576 | 1 | 1 | 1 | 1 | 1 |  | Conventional Hydro | Water |  | 7.9
R1155 | Erie Blvd. Hydro - Beaver River | Eagle 1 | E | 24048 | Watson | 049 | 36 | 5115 | 1.3 | 1.2 | 1.2 | 1.3 | 1.3 |  | Conventional Hydro | Water |  | 7.8
R1156 | Erie Blvd. Hydro - Beaver River | Eagle 2 | E | 24048 | Watson | 049 | 36 | 5480 | 1.35 | 1.3 | 1.3 | 1.4 | 1.4 |  | Conventional Hydro | Water |  | 4.9
R1157 | Erie Blvd. Hydro - Beaver River | Eagle 3 | E | 24048 | Watson | 049 | 36 | 6941 | 1.35 | 1.3 | 1.3 | 1.4 | 1.4 |  | Conventional Hydro | Water |  | 5.2
R1158 | Erie Blvd. Hydro - Beaver River | Eagle 4 | E | 24048 | Watson | 049 | 36 | 9133 | 2.05 | 2 | 2 | 2.1 | 2.1 |  | Conventional Hydro | Water |  | 12.8
R1159 | Erie Blvd. Hydro - Beaver River | Effley 1 | E | 24048 | Belfort | 049 | 36 | 732 | 0.4 | 0.3 | 0.3 | 0.4 | 0.4 |  | Conventional Hydro | Water |  | 1.6
R1160 | Erie Blvd. Hydro - Beaver River | Effley 2 | E | 24048 | Belfort | 049 | 36 | 2558 | 0.4 | 0.3 | 0.3 | 0.4 | 0.4 |  | Conventional Hydro | Water |  | 1.4
R1161 | Erie Blvd. Hydro - Beaver River | Effley 3 | E | 24048 | Belfort | 049 | 36 | 3654 | 0.6 | 0.5 | 0.5 | 0.6 | 0.6 |  | Conventional Hydro | Water |  | 3.5
R1162 | Erie Blvd. Hydro - Beaver River | Effley 4 | E | 24048 | Belfort | 049 | 36 | 8402 | 1.56 | 1.5 | 1.5 | 1.6 | 1.6 |  | Conventional Hydro | Water |  | 10.1
R1163 | Erie Blvd. Hydro - Beaver River | Elmer 1 | E | 24048 | Belfort | 049 | 36 | 5845 | 0.75 | 0.9 | 0.9 | 0.8 | 0.8 |  | Conventional Hydro | Water |  | 5.9
R1164 | Erie Blvd. Hydro - Beaver River | Elmer 2 | E | 24048 | Belfort | 049 | 36 | 5845 | 0.75 | 0.9 | 0.9 | 0.8 | 0.8 |  | Conventional Hydro | Water |  | 5.6
R1165 | Erie Blvd. Hydro - Beaver River | High Falls 1 | E | 24048 | Indian River | 049 | 36 | 9133 | 1.6 | 1.9 | 1.9 | 1.6 | 1.6 |  | Conventional Hydro | Water |  | 9.9
R1166 | Erie Blvd. Hydro - Beaver River | High Falls 2 | E | 24048 | Indian River | 049 | 36 | 9133 | 1.6 | 1.9 | 1.9 | 1.6 | 1.6 |  | Conventional Hydro | Water |  | 6.7
R1167 | Erie Blvd. Hydro - Beaver River | High Falls 3 | E | 24048 | Indian River | 049 | 36 | 9133 | 1.6 | 1.9 | 1.9 | 1.6 | 1.6 |  | Conventional Hydro | Water |  | 15.2
R1168 | Erie Blvd. Hydro - Beaver River | Moshier 1 | E | 24048 | Belfort | 043 | 36 | 10594 | 4 | 4 | 4 | 4 | 4 |  | Conventional Hydro | Water |  | 26
R1169 | Erie Blvd. Hydro - Beaver River | Moshier 2 | E | 24048 | Belfort | 043 | 36 | 10594 | 4 | 4 | 4 | 4 | 4 |  | Conventional Hydro | Water |  | 16
R1170 | Erie Blvd. Hydro - Beaver River | Soft Maple 1 | E | 24048 | Croghan | 049 | 36 | 9133 | 7.5 | 8 | 8 | 7.5 | 7.5 |  | Conventional Hydro | Water |  | 13.5
R1171 | Erie Blvd. Hydro - Beaver River | Soft Maple 2 | E | 24048 | Croghan | 049 | 36 | 9133 | 7.5 | 8 | 8 | 7.5 | 7.5 |  | Conventional Hydro | Water |  | 25.6
R1172 | Erie Blvd. Hydro - Beaver River | Taylorville 1 | E | 24048 | Belfort | 049 | 36 | 4750 | 1.1 | 1 | 1 | 1.1 | 1.1 |  | Conventional Hydro | Water |  | 7.7
R1173 | Erie Blvd. Hydro - Beaver River | Taylorville 2 | E | 24048 | Belfort | 049 | 36 | 4750 | 1.1 | 1 | 1 | 1.1 | 1.1 |  | Conventional Hydro | Water |  | 6
R1174 | Erie Blvd. Hydro - Beaver River | Taylorville 3 | E | 24048 | Belfort | 049 | 36 | 4750 | 1.1 | 1 | 1 | 1.1 | 1.1 |  | Conventional Hydro | Water |  | 4.9
R1175 | Erie Blvd. Hydro - Beaver River | Taylorville 4 | E | 24048 | Belfort | 049 | 36 | 9863 | 1.2 | 1.1 | 1.1 | 1.2 | 1.2 |  | Conventional Hydro | Water |  | 6.8
R1176 | Erie Blvd. Hydro - Black River | Beebee Island 1 | E | 24047 | Watertown | 045 | 36 | 23012 | 4 | 4.4 | 4.4 | 4 | 4 |  | Conventional Hydro | Water |  | 10.7
R1177 | Erie Blvd. Hydro - Black River | Beebee Island 2 | E | 24047 | Watertown | 045 | 36 | 24838 | 4 | 4.4 | 4.4 | 4 | 4 |  | Conventional Hydro | Water |  | 27.6
R1178 | Erie Blvd. Hydro - Black River | Black River 1 | E | 24047 | Black River | 045 | 36 | 7306 | 2 | 2.3 | 2.3 | 2 | 2 |  | Conventional Hydro | Water |  | 10.6
R1179 | Erie Blvd. Hydro - Black River | Black River 2 | E | 24047 | Black River | 045 | 36 | 7306 | 2 | 2.3 | 2.3 | 2 | 2 |  | Conventional Hydro | Water |  | 16
R1180 | Erie Blvd. Hydro - Black River | Black River 3 | E | 24047 | Black River | 045 | 36 | 7306 | 2 | 2.3 | 2.3 | 2 | 2 |  | Conventional Hydro | Water |  | 7
R1181 | Erie Blvd. Hydro - Black River | Deferiet 1 | E | 24047 | Deferiet | 045 | 36 | 9133 | 3.6 | 3.7 | 3.7 | 3.6 | 3.6 |  | Conventional Hydro | Water |  | 16
R1182 | Erie Blvd. Hydro - Black River | Deferiet 2 | E | 24047 | Deferiet | 045 | 36 | 9133 | 3.6 | 3.7 | 3.7 | 3.6 | 3.6 |  | Conventional Hydro | Water |  | 21.2
R1183 | Erie Blvd. Hydro - Black River | Deferiet 3 | E | 24047 | Deferiet | 045 | 36 | 9133 | 3.6 | 3.7 | 3.7 | 3.6 | 3.6 |  | Conventional Hydro | Water |  | 13.7
R1184 | Erie Blvd. Hydro - Black River | Herrings 1 | E | 24047 | Herrings | 045 | 36 | 8767 | 1.8 | 1.8 | 1.8 | 1.8 | 1.8 |  | Conventional Hydro | Water |  | 6.3
R1185 | Erie Blvd. Hydro - Black River | Herrings 2 | E | 24047 | Herrings | 045 | 36 | 8767 | 1.8 | 1.8 | 1.8 | 1.8 | 1.8 |  | Conventional Hydro | Water |  | 9.5
R1186 | Erie Blvd. Hydro - Black River | Herrings 3 | E | 24047 | Herrings | 045 | 36 | 8767 | 1.8 | 1.8 | 1.8 | 1.8 | 1.8 |  | Conventional Hydro | Water |  | 5.2
R1187 | Erie Blvd. Hydro - Black River | Kamargo 1 | E | 24047 | Black River | 045 | 36 | 7672 | 1.8 | 1.8 | 1.8 | 1.8 | 1.8 |  | Conventional Hydro | Water |  | 7.5
R1188 | Erie Blvd. Hydro - Black River | Kamargo 2 | E | 24047 | Black River | 045 | 36 | 7672 | 1.8 | 1.8 | 1.8 | 1.8 | 1.8 |  | Conventional Hydro | Water |  | 9.2
R1189 | Erie Blvd. Hydro - Black River | Kamargo 3 | E | 24047 | Black River | 045 | 36 | 7672 | 1.8 | 1.8 | 1.8 | 1.8 | 1.8 |  | Conventional Hydro | Water |  | 4.3
R1190 | Erie Blvd. Hydro - Black River | Sewalls 1 | E | 24047 | Watertown | 045 | 36 | 9133 | 1 | 1.1 | 1.1 | 1 | 1 |  | Conventional Hydro | Water |  | 3.1
R1191 | Erie Blvd. Hydro - Black River | Sewalls 2 | E | 24047 | Watertown | 045 | 36 | 9133 | 1 | 1.1 | 1.1 | 1 | 1 |  | Conventional Hydro | Water |  | 4.5
R1192 | Erie Blvd. Hydro - East Canada Capital | Beardslee 1 | F | 24051 | Little Falls | 043 | 36 | 8767 | 10 | 9.5 | 9.5 | 10 | 10 |  | Conventional Hydro | Water |  | 24.7
R1193 | Erie Blvd. Hydro - East Canada Capital | Beardslee 2 | F | 24051 | Little Falls | 043 | 36 | 8767 | 10 | 9.5 | 9.5 | 10 | 10 |  | Conventional Hydro | Water |  | 32.2
R1194 | Erie Blvd. Hydro - East Canada Capital | Ephratah 1 | F | 24051 | Caroga Lake | 035 | 36 | 7306 | 1.35 | 0.7 | 0.7 | 1.4 | 1.4 |  | Conventional Hydro | Water |  | 0.4
R1195 | Erie Blvd. Hydro - East Canada Capital | Ephratah 2 | F | 24051 | Caroga Lake | 035 | 36 | 4019 | 1.2 | 0.6 | 0.6 | 1.2 | 1.2 |  | Conventional Hydro | Water |  | 2.6
R1196 | Erie Blvd. Hydro - East Canada Capital | Ephratah 3 | F | 24051 | Caroga Lake | 035 | 36 | 4019 | 1.3 | 0 | 0 | 0 | 0 |  | Conventional Hydro | Water |  | 2.9
R1197 | Erie Blvd. Hydro - East Canada Capital | Ephratah 4 | F | 24051 | Caroga Lake | 035 | 36 | 4019 | 1.3 | 0.7 | 0.7 | 1.3 | 1.3 |  | Conventional Hydro | Water |  | 5.6
R1198 | Erie Blvd. Hydro - East Canada Mohawk | Inghams 1 | E | 24050 | Little Falls | 043 | 36 | 4384 | 3.2 | 3.5 | 3.5 | 3.2 | 3.2 |  | Conventional Hydro | Water |  | 14.9
R1199 | Erie Blvd. Hydro - East Canada Mohawk | Inghams 2 | E | 24050 | Little Falls | 043 | 36 | 4384 | 3.2 | 3.5 | 3.5 | 3.2 | 3.2 |  | Conventional Hydro | Water |  | 13.4
R1200 | Erie Blvd. Hydro - Lower Hudson | Johnsonville 1 | F | 24059 | Johnsonville | 083 | 36 | 3289 | 1.2 | 1.3 | 1.3 | 1.2 | 1.2 |  | Conventional Hydro | Water |  | 3.9
R1201 | Erie Blvd. Hydro - Lower Hudson | Johnsonville 2 | F | 24059 | Johnsonville | 083 | 36 | 3289 | 1.2 | 1.3 | 1.3 | 1.2 | 1.2 |  | Conventional Hydro | Water |  | 3.4
R1202 | Erie Blvd. Hydro - Lower Hudson | Schaghticoke 1 | F | 24059 | Schaghticoke | 083 | 36 | 2923 | 3.275 | 4.1 | 4.1 | 3.3 | 3.3 |  | Conventional Hydro | Water |  | 21.5
R1203 | Erie Blvd. Hydro - Lower Hudson | Schaghticoke 2 | F | 24059 | Schaghticoke | 083 | 36 | 2923 | 3.275 | 4.1 | 4.1 | 3.3 | 3.3 |  | Conventional Hydro | Water |  | 19.5
R1204 | Erie Blvd. Hydro - Lower Hudson | Schaghticoke 3 | F | 24059 | Schaghticoke | 083 | 36 | 2923 | 3.275 | 4.1 | 4.1 | 3.3 | 3.3 |  | Conventional Hydro | Water |  | 9.2
R1205 | Erie Blvd. Hydro - Lower Hudson | Schaghticoke 4 | F | 24059 | Schaghticoke | 083 | 36 | 2923 | 3.275 | 4.1 | 4.1 | 3.3 | 3.3 |  | Conventional Hydro | Water |  | 19.4
R1206 | Erie Blvd. Hydro - Lower Hudson | School Street 1 | F | 24059 | Cohoes | 001 | 36 | 27030 | 7.2 | 6.9 | 6.9 | 7.2 | 7.2 |  | Conventional Hydro | Water |  | 27.9
R1207 | Erie Blvd. Hydro - Lower Hudson | School Street 2 | F | 24059 | Cohoes | 001 | 36 | 5480 | 7.2 | 6.9 | 6.9 | 7.2 | 7.2 |  | Conventional Hydro | Water |  | 34.2
R1208 | Erie Blvd. Hydro - Lower Hudson | School Street 3 | F | 24059 | Cohoes | 001 | 36 | 5480 | 7.2 | 6.9 | 6.9 | 7.2 | 7.2 |  | Conventional Hydro | Water |  | 32.3
R1209 | Erie Blvd. Hydro - Lower Hudson | School Street 4 | F | 24059 | Cohoes | 001 | 36 | 8037 | 7.2 | 6.9 | 6.9 | 7.2 | 7.2 |  | Conventional Hydro | Water |  | 29.1
R1210 | Erie Blvd. Hydro - Lower Hudson | School Street 5 | F | 24059 | Cohoes | 001 | 36 | 8767 | 10 | 9.6 | 9.6 | 10 | 10 |  | Conventional Hydro | Water |  | 24.9
R1211 | Erie Blvd. Hydro - Lower Hudson | Schuylerville | F | 24059 | Schuylerville | 091 | 36 | 6941 | 1.2 | 1.5 | 1.5 | 1.2 | 1.2 |  | Conventional Hydro | Water |  | 1.2
R1212 | Erie Blvd. Hydro - Lower Raquette | Colton 1 | E | 24057 | Colton | 089 | 36 | 22647 | 10 | 10 | 10 | 10 | 10 |  | Conventional Hydro | Water |  | 68.3
R1213 | Erie Blvd. Hydro - Lower Raquette | Colton 2 | E | 24057 | Colton | 089 | 36 | 6576 | 10 | 10 | 10 | 10 | 10 |  | Conventional Hydro | Water |  | 56.4
R1214 | Erie Blvd. Hydro - Lower Raquette | Colton 3 | E | 24057 | Colton | 089 | 36 | 10228 | 10 | 10 | 10 | 10 | 10 |  | Conventional Hydro | Water |  | 49.2
R1215 | Erie Blvd. Hydro - Lower Raquette | East Norfolk | E | 24057 | East Norfolk | 089 | 36 | 10228 | 3.6 | 4 | 4 | 3.5 | 3.5 |  | Conventional Hydro | Water |  | 21.9
R1216 | Erie Blvd. Hydro - Lower Raquette | Hannawa Falls 1 | E | 24057 | Hannawa Falls | 089 | 36 | 5115 | 3.6 | 3.7 | 3.7 | 3.6 | 3.6 |  | Conventional Hydro | Water |  | 25.3
R1217 | Erie Blvd. Hydro - Lower Raquette | Hannawa Falls 2 | E | 24057 | Hannawa Falls | 089 | 36 | 7306 | 3.6 | 3.7 | 3.7 | 3.6 | 3.6 |  | Conventional Hydro | Water |  | 21.2
R1218 | Erie Blvd. Hydro - Lower Raquette | Higley 1 | E | 24057 | Colton | 089 | 36 | 4750 | 1.2 | 1.1 | 1.1 | 1.2 | 1.2 |  | Conventional Hydro | Water |  | 10.3
R1219 | Erie Blvd. Hydro - Lower Raquette | Higley 2 | E | 24057 | Colton | 089 | 36 | 4750 | 1.2 | 1.1 | 1.1 | 1.2 | 1.2 |  | Conventional Hydro | Water |  | 7.6
R1220 | Erie Blvd. Hydro - Lower Raquette | Higley 3 | E | 24057 | Colton | 089 | 36 | 15707 | 2.08 | 2 | 2 | 2.1 | 2.1 |  | Conventional Hydro | Water |  | 8.8
R1221 | Erie Blvd. Hydro - Lower Raquette | Higley 4 | E | 24057 | Colton | 089 | 36 | 15707 | 2.08 | 2 | 2 | 2.1 | 2.1 |  | Conventional Hydro | Water |  | 8.2
R1222 | Erie Blvd. Hydro - Lower Raquette | Norfolk | E | 24057 | Norfolk | 089 | 36 | 10228 | 4.5 | 4.8 | 4.8 | 4.5 | 4.5 |  | Conventional Hydro | Water |  | 22.4
R1223 | Erie Blvd. Hydro - Lower Raquette | Norwood | E | 24057 | Norwood | 089 | 36 | 10228 | 2 | 2.2 | 2.2 | 2 | 2 |  | Conventional Hydro | Water |  | 10.1
R1224 | Erie Blvd. Hydro - Lower Raquette | Raymondville | E | 24057 | Raymondville | 089 | 36 | 10228 | 2 | 2.1 | 2.1 | 2 | 2 |  | Conventional Hydro | Water |  | 10.6
R1225 | Erie Blvd. Hydro - Lower Raquette | Sugar Island 1 | E | 24057 | Potsdam | 089 | 36 | 8767 | 2.5 | 2.1 | 2.1 | 2.6 | 2.6 |  | Conventional Hydro | Water |  | 10.9
R1226 | Erie Blvd. Hydro - Lower Raquette | Sugar Island 2 | E | 24057 | Potsdam | 089 | 36 | 8767 | 2.5 | 2 | 2 | 2.4 | 2.4 |  | Conventional Hydro | Water |  | 13.6
R1227 | Erie Blvd. Hydro - Lower Raquette | Yaleville 1 | E | 24057 | Norwood | 089 | 36 | 14611 | 0.5 | 0.2 | 0.2 | 0.5 | 0.5 |  | Conventional Hydro | Water |  | 1.8
R1228 | Erie Blvd. Hydro - Lower Raquette | Yaleville 2 | E | 24057 | Norwood | 089 | 36 | 14611 | 0.225 | 0.3 | 0.3 | 0.2 | 0.2 |  | Conventional Hydro | Water |  | 1.2
R1229 | Erie Blvd. Hydro - North Salmon | Allens Falls | D | 24042 | Allens Falls | 089 | 36 | 9863 | 4.4 | 5 | 5 | 4.4 | 4.4 |  | Conventional Hydro | Water |  | 13.7
R1230 | Erie Blvd. Hydro - North Salmon | Chasm 1 | D | 24042 | Chateaugay | 033 | 36 | 4750 | 1 | 1.1 | 1.1 | 1 | 1 |  | Conventional Hydro | Water |  | 7.9
R1231 | Erie Blvd. Hydro - North Salmon | Chasm 2 | D | 24042 | Chateaugay | 033 | 36 | 4750 | 1 | 1.1 | 1.1 | 1 | 1 |  | Conventional Hydro | Water |  | 6.6
R1232 | Erie Blvd. Hydro - North Salmon | Chasm 3 | D | 24042 | Chateaugay | 033 | 36 | 9498 | 1.35 | 1.6 | 1.6 | 1.4 | 1.4 |  | Conventional Hydro | Water |  | 7.5
R1233 | Erie Blvd. Hydro - North Salmon | Franklin 1 | D | 24042 | Franklin | 033 | 36 | 4019 | 1.135 | 1.1 | 1.1 | 1.1 | 1.1 |  | Conventional Hydro | Water |  | 5.3
R1234 | Erie Blvd. Hydro - North Salmon | Franklin 2 | D | 24042 | Franklin | 033 | 36 | 9498 | 1.135 | 1.1 | 1.1 | 1.1 | 1.1 |  | Conventional Hydro | Water |  | 5.4
R1235 | Erie Blvd. Hydro - North Salmon | Macomb | D | 24042 | Malone | 033 | 36 | 14611 | 1 | 1.1 | 1.1 | 1 | 1 |  | Conventional Hydro | Water |  | 6.3
R1236 | Erie Blvd. Hydro - North Salmon | Parishville | D | 24042 | Parishville | 089 | 36 | 9133 | 2.4 | 2.4 | 2.4 | 2.4 | 2.4 |  | Conventional Hydro | Water |  | 19.8
R1237 | Erie Blvd. Hydro - North Salmon | Piercefield 1 | D | 24042 | Piercefield | 089 | 36 | 20821 | 1.5 | 1.6 | 1.6 | 1.5 | 1.5 |  | Conventional Hydro | Water |  | 8.9
R1238 | Erie Blvd. Hydro - North Salmon | Piercefield 2 | D | 24042 | Piercefield | 089 | 36 | 8767 | 0.6 | 0.6 | 0.6 | 0.6 | 0.6 |  | Conventional Hydro | Water |  | 3.2
R1239 | Erie Blvd. Hydro - North Salmon | Piercefield 3 | D | 24042 | Piercefield | 089 | 36 | 8767 | 0.6 | 0.6 | 0.6 | 0.6 | 0.6 |  | Conventional Hydro | Water |  | 3.2
R1240 | Erie Blvd. Hydro - NYS Barge | Hydraulic Race | A | 23848 | Lockport | 063 | 36 | 15342 | 4.68 | 3.1 | 3.1 | 4.7 | 4.7 |  | Conventional Hydro | Water |  | 9.2
R1241 | Erie Blvd. Hydro - Oak Orchard | Glenwood 1 | B | 24046 | Medina | 073 | 36 | 18264 | 0.5 | 0.5 | 0.5 | 0.5 | 0.5 |  | Conventional Hydro | Water |  | 1.3
R1242 | Erie Blvd. Hydro - Oak Orchard | Glenwood 2 | B | 24046 | Medina | 073 | 36 | 18264 | 0.5 | 0.5 | 0.5 | 0.5 | 0.5 |  | Conventional Hydro | Water |  | 1
R1243 | Erie Blvd. Hydro - Oak Orchard | Glenwood 3 | B | 24046 | Medina | 073 | 36 | 18264 | 0.5 | 0.5 | 0.5 | 0.5 | 0.5 |  | Conventional Hydro | Water |  | 0.3
R1244 | Erie Blvd. Hydro - Oak Orchard | Oak Orchard | B | 24046 | Waterport | 073 | 36 | 14977 | 0.35 | 0.3 | 0.3 | 0.4 | 0.4 |  | Conventional Hydro | Water |  | 0
R1245 | Erie Blvd. Hydro - Oak Orchard | Waterport 1 | B | 24046 | Waterport | 073 | 36 | 14977 | 2.25 | 1.6 | 1.6 | 2.3 | 2.3 |  | Conventional Hydro | Water |  | 8.5
R1246 | Erie Blvd. Hydro - Oak Orchard | Waterport 2 | B | 24046 | Waterport | 073 | 36 | 24838 | 2.45 | 1.8 | 1.8 | 2.5 | 2.5 |  | Conventional Hydro | Water |  | 8.7
R1247 | Erie Blvd. Hydro - Oswegatchie | Browns Falls 1 | E | 24044 | Oswegatchie | 089 | 36 | 8402 | 7.5 | 8 | 8 | 7.5 | 7.5 |  | Conventional Hydro | Water |  | 20.4
R1248 | Erie Blvd. Hydro - Oswegatchie | Browns Falls 2 | E | 24044 | Oswegatchie | 089 | 36 | 8402 | 7.5 | 8 | 8 | 7.5 | 7.5 |  | Conventional Hydro | Water |  | 34.1
R1249 | Erie Blvd. Hydro - Oswegatchie | Eel Weir 1 | E | 24044 | Heuvelton | 089 | 36 | 10228 | 0.5 | 0.3 | 0.3 | 0.5 | 0.5 |  | Conventional Hydro | Water |  | 1.9
R1250 | Erie Blvd. Hydro - Oswegatchie | Eel Weir 2 | E | 24044 | Heuvelton | 089 | 36 | 13881 | 1.1 | 0.8 | 0.8 | 1.1 | 1.1 |  | Conventional Hydro | Water |  | 2
R1251 | Erie Blvd. Hydro - Oswegatchie | Eel Weir 3 | E | 24044 | Heuvelton | 089 | 36 | 13881 | 1.1 | 0.8 | 0.8 | 1.1 | 1.1 |  | Conventional Hydro | Water |  | 3.1
R1252 | Erie Blvd. Hydro - Oswegatchie | Flat Rock 1 | E | 24044 | Flat Rock | 089 | 36 | 8767 | 3 | 2.6 | 2.6 | 3 | 3 |  | Conventional Hydro | Water |  | 10.7
R1253 | Erie Blvd. Hydro - Oswegatchie | Flat Rock 2 | E | 24044 | Flat Rock | 089 | 36 | 8767 | 3 | 2.6 | 2.6 | 3 | 3 |  | Conventional Hydro | Water |  | 8.7
R1254 | Erie Blvd. Hydro - Oswegatchie | Heuvelton 1 | E | 24044 | Heuvelton | 089 | 36 | 8767 | 0.52 | 0.4 | 0.4 | 0.5 | 0.5 |  | Conventional Hydro | Water |  | 2
R1255 | Erie Blvd. Hydro - Oswegatchie | Heuvelton 2 | E | 24044 | Heuvelton | 089 | 36 | 8767 | 0.52 | 0.4 | 0.4 | 0.5 | 0.5 |  | Conventional Hydro | Water |  | 1.4
R1256 | Erie Blvd. Hydro - Oswegatchie | Lower Newton Falls 1 | E | 24044 | Newton Falls | 089 | 36 | 37438 | 0.5 | 0.6 | 0.6 | 0.5 | 0.5 |  | Conventional Hydro | Water |  | 3
R1257 | Erie Blvd. Hydro - Oswegatchie | Oswegatchie 1 | E | 24044 | Oswegatchie | 089 | 36 | 13516 | 0.56 | 1.3 | 1.3 | 0.6 | 0.6 |  | Conventional Hydro | Water |  | 3.8
R1258 | Erie Blvd. Hydro - Oswegatchie | Oswegatchie 2 | E | 24044 | Oswegatchie | 089 | 36 | 13516 | 0.24 | 0.5 | 0.5 | 0.2 | 0.2 |  | Conventional Hydro | Water |  | 2.9
R1259 | Erie Blvd. Hydro - Oswegatchie | South Edwards 1 | E | 24044 | South Edwards | 089 | 36 | 13516 | 1 | 1.2 | 1.2 | 1 | 1 |  | Conventional Hydro | Water |  | 4.7
R1260 | Erie Blvd. Hydro - Oswegatchie | South Edwards 2 | E | 24044 | South Edwards | 089 | 36 | 13516 | 1 | 1.2 | 1.2 | 1 | 1 |  | Conventional Hydro | Water |  | 4
R1261 | Erie Blvd. Hydro - Oswegatchie | South Edwards 3 | E | 24044 | South Edwards | 089 | 36 | 7672 | 0.68 | 0.8 | 0.8 | 0.7 | 0.7 |  | Conventional Hydro | Water |  | 2.6
R1262 | Erie Blvd. Hydro - Oswegatchie | South Edwards 4 | E | 24044 | South Edwards | 089 | 36 | 13516 | 0.2 | 0.2 | 0.2 | 0.2 | 0.2 |  | Conventional Hydro | Water |  | 1.4
R1263 | Erie Blvd. Hydro - Oswegatchie | Talcville 1 | E | 24044 | Edwards | 089 | 36 | 31747 | 0.5 | 0.4 | 0.4 | 0.5 | 0.5 |  | Conventional Hydro | Water |  | 3.4
R1264 | Erie Blvd. Hydro - Oswegatchie | Talcville 2 | E | 24044 | Edwards | 089 | 36 | 31747 | 0.5 | 0.4 | 0.4 | 0.5 | 0.5 |  | Conventional Hydro | Water |  | 0.5
R1265 | Erie Blvd. Hydro - Oswegatchie | Upper Newton Falls 2 | E | 24044 | Newton Falls | 089 | 36 | 37438 | 0.5 | 0.4 | 0.4 | 0.5 | 0.5 |  | Conventional Hydro | Water |  | 3.2
R1266 | Erie Blvd. Hydro - Oswegatchie | Upper Newton Falls 3 | E | 24044 | Newton Falls | 089 | 36 | 37438 | 0.5 | 0.4 | 0.4 | 0.5 | 0.5 |  | Conventional Hydro | Water |  | 2.6
R1267 | Erie Blvd. Hydro - Oswegatchie | Upper Newton Falls 4 | E | 24044 | Newton Falls | 089 | 36 | 37438 | 0.5 | 0.4 | 0.4 | 0.5 | 0.5 |  | Conventional Hydro | Water |  | 1.4
R1268 | Erie Blvd. Hydro - Seneca Oswego | Baldwinsville 1 | C | 24041 | Baldwinsville | 067 | 36 | 9863 | 0.32 | 0.2 | 0.2 | 0.3 | 0.3 |  | Conventional Hydro | Water |  | 2
R1269 | Erie Blvd. Hydro - Seneca Oswego | Baldwinsville 2 | C | 24041 | Baldwinsville | 067 | 36 | 9863 | 0.32 | 0.2 | 0.2 | 0.3 | 0.3 |  | Conventional Hydro | Water |  | 1.4
R1270 | Erie Blvd. Hydro - Seneca Oswego | Fulton 1 | C | 24041 | Fulton | 075 | 36 | 8767 | 0.8 | 0.8 | 0.8 | 0.8 | 0.8 |  | Conventional Hydro | Water |  | 3.8
R1271 | Erie Blvd. Hydro - Seneca Oswego | Fulton 2 | C | 24041 | Fulton | 075 | 36 | 10228 | 0.45 | 0.4 | 0.4 | 0.5 | 0.5 |  | Conventional Hydro | Water |  | 2.2
R1272 | Erie Blvd. Hydro - Seneca Oswego | Granby 1 | C | 24041 | Granby | 075 | 36 | 30437 | 5 | 5.1 | 5.1 | 5.2 | 5.2 |  | Conventional Hydro | Water |  | 20.7
R1273 | Erie Blvd. Hydro - Seneca Oswego | Granby 2 | C | 24041 | Granby | 075 | 36 | 30437 | 5 | 5.1 | 5.1 | 5.2 | 5.2 |  | Conventional Hydro | Water |  | 21
R1274 | Erie Blvd. Hydro - Seneca Oswego | Minetto 2 | C | 24041 | Minetto | 075 | 36 | 5480 | 1.6 | 1.5 | 1.5 | 1.7 | 1.7 |  | Conventional Hydro | Water |  | 5.6
R1275 | Erie Blvd. Hydro - Seneca Oswego | Minetto 3 | C | 24041 | Minetto | 075 | 36 | 5480 | 1.6 | 1.5 | 1.5 | 1.7 | 1.7 |  | Conventional Hydro | Water |  | 6.7
R1276 | Erie Blvd. Hydro - Seneca Oswego | Minetto 4 | C | 24041 | Minetto | 075 | 36 | 5480 | 1.6 | 1.5 | 1.5 | 1.7 | 1.7 |  | Conventional Hydro | Water |  | 6.1
R1277 | Erie Blvd. Hydro - Seneca Oswego | Minetto 5 | C | 24041 | Minetto | 075 | 36 | 27395 | 1.6 | 1.5 | 1.5 | 1.7 | 1.7 |  | Conventional Hydro | Water |  | 4.2
R1278 | Erie Blvd. Hydro - Seneca Oswego | Minetto 6 | C | 24041 | Minetto | 075 | 36 | 27395 | 1.6 | 1.5 | 1.5 | 1.7 | 1.7 |  | Conventional Hydro | Water |  | 4.5
R1279 | Erie Blvd. Hydro - Seneca Oswego | Oswego Falls E 1 | C | 24041 | Oswego | 075 | 36 | 5115 | 1.53 | 1.5 | 1.5 | 1.6 | 1.6 |  | Conventional Hydro | Water |  | 8.6
R1280 | Erie Blvd. Hydro - Seneca Oswego | Oswego Falls E 2 | C | 24041 | Oswego | 075 | 36 | 5115 | 1.53 | 1.5 | 1.5 | 1.6 | 1.6 |  | Conventional Hydro | Water |  | 8.6
R1281 | Erie Blvd. Hydro - Seneca Oswego | Oswego Falls E 3 | C | 24041 | Oswego | 075 | 36 | 5115 | 1.53 | 1.5 | 1.5 | 1.6 | 1.6 |  | Conventional Hydro | Water |  | 8.9
R1282 | Erie Blvd. Hydro - Seneca Oswego | Oswego Falls W 4 | C | 24041 | Oswego | 075 | 36 | 5115 | 0.9 | 1 | 1 | 0.9 | 0.9 |  | Conventional Hydro | Water |  | 3.5
R1283 | Erie Blvd. Hydro - Seneca Oswego | Oswego Falls W 5 | C | 24041 | Oswego | 075 | 36 | 5115 | 0.9 | 1 | 1 | 0.9 | 0.9 |  | Conventional Hydro | Water |  | 2.8
R1284 | Erie Blvd. Hydro - Seneca Oswego | Oswego Falls W 6 | C | 24041 | Oswego | 075 | 36 | 39083 | 0.5 | 0.5 | 0.5 | 0.5 | 0.5 |  | Conventional Hydro | Water |  | 0.8
R1285 | Erie Blvd. Hydro - Seneca Oswego | Oswego Falls W 7 | C | 24041 | Oswego | 075 | 36 | 39083 | 0.5 | 0.5 | 0.5 | 0.5 | 0.5 |  | Conventional Hydro | Water |  | 0.8
R1286 | Erie Blvd. Hydro - Seneca Oswego | Varick 2 | C | 24041 | Oswego | 075 | 36 | 9498 | 2.2 | 1.9 | 1.9 | 2.3 | 2.3 |  | Conventional Hydro | Water |  | 9.7
R1287 | Erie Blvd. Hydro - Seneca Oswego | Varick 3 | C | 24041 | Oswego | 075 | 36 | 9498 | 2.2 | 2.1 | 2.1 | 2.3 | 2.3 |  | Conventional Hydro | Water |  | 5.7
R1288 | Erie Blvd. Hydro - Seneca Oswego | Varick 4 | C | 24041 | Oswego | 075 | 36 | 9498 | 2.2 | 1.9 | 1.9 | 2.3 | 2.3 |  | Conventional Hydro | Water |  | 2.9
R1289 | Erie Blvd. Hydro - Seneca Oswego | Varick 5 | C | 24041 | Oswego | 075 | 36 | 9498 | 2.2 | 1.9 | 1.9 | 2.3 | 2.3 |  | Conventional Hydro | Water |  | 7.9
R1290 | Erie Blvd. Hydro - South Salmon | Bennetts Bridge 1 | C | 24043 | Altmar | 075 | 36 | 23377 | 6.375 | 7 | 7 | 6.4 | 6.4 |  | Conventional Hydro | Water |  | 11
R1291 | Erie Blvd. Hydro - South Salmon | Bennetts Bridge 2 | C | 24043 | Altmar | 075 | 36 | 24108 | 6.375 | 7 | 7 | 6.4 | 6.4 |  | Conventional Hydro | Water |  | 16.5
R1292 | Erie Blvd. Hydro - South Salmon | Bennetts Bridge 3 | C | 24043 | Altmar | 075 | 36 | 25569 | 7 | 7.7 | 7.7 | 7 | 7 |  | Conventional Hydro | Water |  | 36.5
R1293 | Erie Blvd. Hydro - South Salmon | Bennetts Bridge 4 | C | 24043 | Altmar | 075 | 36 | 25569 | 7 | 7.7 | 7.7 | 7 | 7 |  | Conventional Hydro | Water |  | 40.5
R1294 | Erie Blvd. Hydro - South Salmon | Lighthouse Hill 1 | C | 24043 | Altmar | 075 | 36 | 10959 | 3.75 | 4.1 | 4.1 | 3.8 | 3.8 |  | Conventional Hydro | Water |  | 14.4
R1295 | Erie Blvd. Hydro - South Salmon | Lighthouse Hill 2 | C | 24043 | Altmar | 075 | 36 | 10959 | 3.75 | 4.1 | 4.1 | 3.8 | 3.8 |  | Conventional Hydro | Water |  | 10.8
R1296 | Erie Blvd. Hydro - Upper Hudson | E J West 1 | F | 24058 | Hadley | 091 | 36 | 10959 | 10 | 11.9 | 11.9 | 10 | 10 |  | Conventional Hydro | Water |  | 23.6
R1297 | Erie Blvd. Hydro - Upper Hudson | E J West 2 | F | 24058 | Hadley | 091 | 36 | 10959 | 10 | 11.9 | 11.9 | 10 | 10 |  | Conventional Hydro | Water |  | 30.4
R1298 | Erie Blvd. Hydro - Upper Hudson | Feeder Dam 1 | F | 24058 | S Glens Falls | 091 | 36 | 8767 | 1.2 | 0.9 | 0.9 | 1.2 | 1.2 |  | Conventional Hydro | Water |  | 5.3
R1299 | Erie Blvd. Hydro - Upper Hudson | Feeder Dam 2 | F | 24058 | S Glens Falls | 091 | 36 | 8767 | 1.2 | 0.9 | 0.9 | 1.2 | 1.2 |  | Conventional Hydro | Water |  | 5
R1300 | Erie Blvd. Hydro - Upper Hudson | Feeder Dam 3 | F | 24058 | S Glens Falls | 091 | 36 | 8767 | 1.2 | 0.9 | 0.9 | 1.2 | 1.2 |  | Conventional Hydro | Water |  | 5.6
R1301 | Erie Blvd. Hydro - Upper Hudson | Feeder Dam 4 | F | 24058 | S Glens Falls | 091 | 36 | 8767 | 1.2 | 0.9 | 0.9 | 1.2 | 1.2 |  | Conventional Hydro | Water |  | 5.1
R1302 | Erie Blvd. Hydro - Upper Hudson | Feeder Dam 5 | F | 24058 | S Glens Falls | 091 | 36 | 8767 | 1.2 | 0.9 | 0.9 | 1.2 | 1.2 |  | Conventional Hydro | Water |  | 5.6
R1303 | Erie Blvd. Hydro - Upper Hudson | Sherman Island 1 | F | 24058 | Queensbury | 113 | 36 | 39873 | 8 | 0 | 0 | 0 | 0 |  | Conventional Hydro | Water |  | 29.7
R1304 | Erie Blvd. Hydro - Upper Hudson | Sherman Island 2 | F | 24058 | Queensbury | 113 | 36 | 8402 | 7.2 | 8.1 | 8.1 | 7.2 | 7.2 |  | Conventional Hydro | Water |  | 29
R1305 | Erie Blvd. Hydro - Upper Hudson | Sherman Island 3 | F | 24058 | Queensbury | 113 | 36 | 8402 | 8.7 | 9.7 | 9.7 | 8.7 | 8.7 |  | Conventional Hydro | Water |  | 40.7
R1306 | Erie Blvd. Hydro - Upper Hudson | Sherman Island 4 | F | 24058 | Queensbury | 113 | 36 | 8402 | 7.2 | 8.1 | 8.1 | 7.2 | 7.2 |  | Conventional Hydro | Water |  | 38.4
R1307 | Erie Blvd. Hydro - Upper Hudson | Sherman Island 5 | F | 24058 | Queensbury | 113 | 36 | 8402 | 7.2 | 8.1 | 8.1 | 7.2 | 7.2 |  | Conventional Hydro | Water |  | 22.7
R1308 | Erie Blvd. Hydro - Upper Hudson | Sherman Island 6 | F | 24058 | Queensbury | 113 | 36 | 39846 | 1.3 | 0 | 0 | 0 | 0 |  | Conventional Hydro | Water |  | 9.6
R1309 | Erie Blvd. Hydro - Upper Hudson | Spier Falls 1 | F | 24058 | Moreau | 091 | 36 | 8767 | 6.8 | 8.4 | 8.4 | 6.8 | 6.8 |  | Conventional Hydro | Water |  | 66
R1310 | Erie Blvd. Hydro - Upper Hudson | Spier Falls 2 | F | 24058 | Moreau | 091 | 36 | 10959 | 37.6 | 46.9 | 46.9 | 37.6 | 37.6 |  | Conventional Hydro | Water |  | 173.2
R1311 | Erie Blvd. Hydro - Upper Hudson | Stewarts Bridge 1 | F | 24058 | Hadley | 091 | 36 | 18994 | 30 | 35.8 | 35.8 | 30 | 30 |  | Conventional Hydro | Water |  | 103.5
R1312 | Erie Blvd. Hydro - Upper Hudson | Stewarts Bridge 2 | F | 24058 | Hadley | 091 | 36 | 41426 | 2.5 | 0 | 0 | 0 | 0 |  | Conventional Hydro | Water |  | 20.8
R1313 | Erie Blvd. Hydro - Upper Raquette | Blake | E | 24056 | Stark | 089 | 36 | 20821 | 14.4 | 15.6 | 15.6 | 14.4 | 14.4 |  | Conventional Hydro | Water |  | 60.6
R1314 | Erie Blvd. Hydro - Upper Raquette | Five Falls | E | 24056 | Colton | 089 | 36 | 20090 | 22.5 | 24.4 | 24.4 | 22.5 | 22.5 |  | Conventional Hydro | Water |  | 98.7
R1315 | Erie Blvd. Hydro - Upper Raquette | Rainbow Falls | E | 24056 | Colton | 089 | 36 | 20455 | 22.5 | 24.4 | 24.4 | 22.5 | 22.5 |  | Conventional Hydro | Water |  | 99.5
R1316 | Erie Blvd. Hydro - Upper Raquette | South Colton | E | 24056 | South Colton | 089 | 36 | 19725 | 19.35 | 20.9 | 20.9 | 19.4 | 19.4 |  | Conventional Hydro | Water |  | 83.4
R1317 | Erie Blvd. Hydro - Upper Raquette | Stark | E | 24056 | Stark | 089 | 36 | 20821 | 22.5 | 24.6 | 24.6 | 22.5 | 22.5 |  | Conventional Hydro | Water |  | 95.8
R1318 | Erie Blvd. Hydro - West Canada | Prospect | E | 24049 | Prospect | 043 | 36 | 21551 | 17.32 | 21.7 | 21.7 | 17.3 | 17.3 |  | Conventional Hydro | Water |  | 79
R1319 | Erie Blvd. Hydro - West Canada | Trenton Falls 5 | E | 24049 | Trenton | 065 | 36 | 6941 | 6.8 | 9.6 | 9.6 | 6.8 | 6.8 |  | Conventional Hydro | Water |  | 51.9
R1320 | Erie Blvd. Hydro - West Canada | Trenton Falls 6 | E | 24049 | Trenton | 065 | 36 | 6941 | 6.4 | 9.1 | 9.1 | 6.4 | 6.4 |  | Conventional Hydro | Water |  | 54.1
R1321 | Erie Blvd. Hydro - West Canada | Trenton Falls 7 | E | 24049 | Trenton | 065 | 36 | 8037 | 6.4 | 9.1 | 9.1 | 6.4 | 6.4 |  | Conventional Hydro | Water |  | 45.4
R1322 | Erie Blvd. Hydropower LP | West Delaware Hydro | G | 323627 | Grahamsville | 105 | 36 | 32478 | 7.5 | 7.5 | 7.5 | 7.5 | 7.5 |  | Conventional Hydro | Water |  | 11.5
R1454 | New York Power Authority | Ashokan 1 | G | 23654 | Ashokan | 111 | 36 | 30256 | 2.3 | 1.8 | 1.8 | 2.3 | 2.3 |  | Conventional Hydro | Water |  | 4.6
R1455 | New York Power Authority | Ashokan 2 | G | 23654 | Ashokan | 111 | 36 | 30256 | 2.3 | 1.8 | 1.8 | 2.3 | 2.3 |  | Conventional Hydro | Water |  | 8.1
R1463 | New York Power Authority | Crescent 1 | F | 24018 | Crescent | 001 | 36 | 33420 | 2.8 | 3.2 | 3.2 | 2.8 | 2.8 |  | Conventional Hydro | Water |  | 15.6
R1464 | New York Power Authority | Crescent 2 | F | 24018 | Crescent | 001 | 36 | 33420 | 2.8 | 3.2 | 3.2 | 2.8 | 2.8 |  | Conventional Hydro | Water |  | 16
R1465 | New York Power Authority | Crescent 3 | F | 24018 | Crescent | 001 | 36 | 33420 | 3 | 3.2 | 3.2 | 3 | 3 |  | Conventional Hydro | Water |  | 19.4
R1466 | New York Power Authority | Crescent 4 | F | 24018 | Crescent | 001 | 36 | 33420 | 3 | 3.2 | 3.2 | 3 | 3 |  | Conventional Hydro | Water |  | 18.4
R1470 | New York Power Authority | Grahamsville | G | 23607 | Grahamsville | 105 | 36 | 20790 | 18 | 16.3 | 16.3 | 18 | 18 |  | Conventional Hydro | Water |  | 95.3
R1478 | New York Power Authority | Jarvis 1 | E | 23743 | Hinckley | 065 | 36 | 33420 | 4.5 | 4.5 | 4.5 | 4.5 | 4.5 |  | Conventional Hydro | Water |  | 6
R1479 | New York Power Authority | Jarvis 2 | E | 23743 | Hinckley | 065 | 36 | 33420 | 4.5 | 4.5 | 4.5 | 4.5 | 4.5 |  | Conventional Hydro | Water |  | 23.2
R1482 | New York Power Authority | Moses Niagara (Fleet) | A | 23760 | Niagara Falls | 063 | 36 | 22282 | 2860 | 2460 | 2460 | 2435 | 2435 |  | Conventional Hydro | Water |  | 16142.8
R1483 | New York Power Authority | Neversink | G | 23608 | Grahamsville | 105 | 36 | 19694 | 25 | 22 | 22 | 25 | 25 |  | Conventional Hydro | Water |  | 7.3
R1485 | New York Power Authority | St Lawrence - FDR (Fleet) | D | 23600 | Massena | 089 | 36 | 21367 | 1088 | 856 | 856 | 856 | 827 |  | Conventional Hydro | Water |  | 7661.2
R1488 | New York Power Authority | Vischer Ferry 1 | F | 24020 | Vischer Ferry | 091 | 36 | 33420 | 2.8 | 3.2 | 3.2 | 2.8 | 2.9 |  | Conventional Hydro | Water |  | 12.7
R1489 | New York Power Authority | Vischer Ferry 2 | F | 24020 | Vischer Ferry | 091 | 36 | 33420 | 2.8 | 3.2 | 3.2 | 2.8 | 2.9 |  | Conventional Hydro | Water |  | 14.4
R1490 | New York Power Authority | Vischer Ferry 3 | F | 24020 | Vischer Ferry | 091 | 36 | 33420 | 3 | 3.2 | 3.2 | 3 | 2.9 |  | Conventional Hydro | Water |  | 18
R1491 | New York Power Authority | Vischer Ferry 4 | F | 24020 | Vischer Ferry | 091 | 36 | 33420 | 3 | 3.2 | 3.2 | 3 | 2.9 |  | Conventional Hydro | Water |  | 19.4
R1493 | New York State Elec. & Gas Corp. | Alice Falls 1 | D | 23915 | Ausable | 019 | 36 | 33543 | 1.5 | 1.6 | 1.6 | 0 | 0 |  | Conventional Hydro | Water |  | 0
R1494 | New York State Elec. & Gas Corp. | Alice Falls 2 | D | 23915 | Ausable | 019 | 36 | 33543 | 0.6 | 0.6 | 0.6 | 0 | 0 |  | Conventional Hydro | Water |  | 0
R1495 | New York State Elec. & Gas Corp. | Allegheny 8 | C | 23528 | Kittanning PA | 005 | 42 | 33147 | 16 | 14.7 | 14.7 | 16 | 16 |  | Conventional Hydro | Water |  | 95.2
R1496 | New York State Elec. & Gas Corp. | Allegheny 9 | C | 23528 | Kittanning PA | 005 | 42 | 33147 | 22 | 20.2 | 20.2 | 22 | 22 |  | Conventional Hydro | Water |  | 116.3
R1497 | New York State Elec. & Gas Corp. | Auburn - Mill St. | C | 5014 | Auburn | 011 | 36 | 29860 | 0.4 | 0 | 0 | 0 | 0 |  | Conventional Hydro | Water |  | 0
R1498 | New York State Elec. & Gas Corp. | Auburn - No. Div.St | C | 5015 | Auburn | 011 | 36 | 33939 | 0.8 | 0 | 0 | 0 | 0 |  | Conventional Hydro | Water |  | 0
R1501 | New York State Elec. & Gas Corp. | Cadyville 1 | D | 23628 | Schuyler Falls | 019 | 36 | 7884 | 1.2 | 1 | 1 | 1.2 | 1.2 |  | Conventional Hydro | Water |  | 0
R1502 | New York State Elec. & Gas Corp. | Cadyville 2 | D | 23628 | Schuyler Falls | 019 | 36 | 7884 | 1.2 | 1 | 1 | 1.2 | 1.2 |  | Conventional Hydro | Water |  | 6.2
R1503 | New York State Elec. & Gas Corp. | Cadyville 3 | D | 23628 | Schuyler Falls | 019 | 36 | 31656 | 3.1 | 2.7 | 2.7 | 3.1 | 3.1 |  | Conventional Hydro | Water |  | 18.4
R1504 | New York State Elec. & Gas Corp. | Chasm Falls Hydro | D | 5016 | Chateaugay | 033 | 36 | 30011 | 1.6 | 0 | 0 | 0 | 0 |  | Conventional Hydro | Water |  | 0
R1505 | New York State Elec. & Gas Corp. | Croton Falls Hydro | I | 5017 | North Salem | 119 | 36 | 31778 | 0.2 | 0 | 0 | 0 | 0 |  | Conventional Hydro | Water |  | 0
R1507 | New York State Elec. & Gas Corp. | High Falls 1 | D | 23628 | Saranac | 019 | 36 | 17746 | 4 | 4.3 | 4.3 | 4 | 4 |  | Conventional Hydro | Water |  | 36.7
R1508 | New York State Elec. & Gas Corp. | High Falls 2 | D | 23628 | Saranac | 019 | 36 | 18111 | 4 | 4.3 | 4.3 | 4 | 4 |  | Conventional Hydro | Water |  | 14
R1509 | New York State Elec. & Gas Corp. | High Falls 3 | D | 23628 | Saranac | 019 | 36 | 20668 | 7 | 8.2 | 8.2 | 7 | 7 |  | Conventional Hydro | Water |  | 0
R1510 | New York State Elec. & Gas Corp. | Kent Falls 1 | D | 23628 | Schuyler Falls | 019 | 36 | 10441 | 3.6 | 3 | 3 | 3.6 | 3.6 |  | Conventional Hydro | Water |  | 16.6
R1511 | New York State Elec. & Gas Corp. | Kent Falls 2 | D | 23628 | Schuyler Falls | 019 | 36 | 10441 | 3.6 | 3 | 3 | 3.6 | 3.6 |  | Conventional Hydro | Water |  | 0
R1512 | New York State Elec. & Gas Corp. | Kent Falls 3 | D | 23628 | Schuyler Falls | 019 | 36 | 31229 | 6.4 | 6 | 6 | 6.4 | 6.4 |  | Conventional Hydro | Water |  | 41.2
R1513 | New York State Elec. & Gas Corp. | Lower Saranac 1 | D | 23913 | Schuyler Falls | 019 | 36 | 33147 | 3.2 | 3.5 | 3.5 | 0 | 0 |  | Conventional Hydro | Water |  | 0
R1514 | New York State Elec. & Gas Corp. | Lower Saranac 2 | D | 23913 | Schuyler Falls | 019 | 36 | 33147 | 3.2 | 3.5 | 3.5 | 0 | 0 |  | Conventional Hydro | Water |  | 0
R1515 | New York State Elec. & Gas Corp. | Lower Saranac 3 | D | 23913 | Schuyler Falls | 019 | 36 | 33147 | 0.3 | 2.9 | 2.9 | 0 | 0 |  | Conventional Hydro | Water |  | 0
R1516 | New York State Elec. & Gas Corp. | Mechanicville 1 | F | 23645 | Stillwater | 091 | 36 | 30560 | 9.2 | 10 | 10 | 9.2 | 9.3 |  | Conventional Hydro | Water |  | 33.7
R1517 | New York State Elec. & Gas Corp. | Mechanicville 2 | F | 23645 | Stillwater | 091 | 36 | 30560 | 9.3 | 10 | 10 | 9.3 | 9.3 |  | Conventional Hydro | Water |  | 35.9
R1518 | New York State Elec. & Gas Corp. | Mill C 1 | D | 23628 | Plattsburgh | 019 | 36 | 16285 | 1 | 0.9 | 0.9 | 1 | 1 |  | Conventional Hydro | Water |  | 3.2
R1519 | New York State Elec. & Gas Corp. | Mill C 2 | D | 23628 | Plattsburgh | 019 | 36 | 15919 | 1.2 | 1.2 | 1.2 | 1.2 | 1.2 |  | Conventional Hydro | Water |  | 4.7
R1520 | New York State Elec. & Gas Corp. | Mill C 3 | D | 23628 | Plattsburgh | 019 | 36 | 30987 | 3.8 | 3.7 | 3.7 | 3.8 | 3.8 |  | Conventional Hydro | Water |  | 19.1
R1521 | New York State Elec. & Gas Corp. | Montville Falls | C | 5019 | Moravia | 011 | 36 | 33817 | 0.2 | 0 | 0 | 0 | 0 |  | Conventional Hydro | Water |  | 0
R1522 | New York State Elec. & Gas Corp. | Rainbow Falls 1 | D | 23628 | Ausable | 019 | 36 | 9710 | 1.3 | 1.5 | 1.5 | 1.3 | 1.3 |  | Conventional Hydro | Water |  | 0
R1523 | New York State Elec. & Gas Corp. | Rainbow Falls 2 | D | 23628 | Ausable | 019 | 36 | 10075 | 1.3 | 1.5 | 1.5 | 1.3 | 1.3 |  | Conventional Hydro | Water |  | 0
R1524 | New York State Elec. & Gas Corp. | Waterloo 2 | C | 5020 | Waterloo | 099 | 36 | 35947 | 0.534 | 0 | 0 | 0 | 0 |  | Conventional Hydro | Water |  | 0
R1525 | New York State Elec. & Gas Corp. | Waterloo 3 | C | 5021 | Waterloo | 099 | 36 | 35947 | 0.533 | 0 | 0 | 0 | 0 |  | Conventional Hydro | Water |  | 0
R1526 | New York State Elec. & Gas Corp. | Waterloo 4 | C | 5022 | Waterloo | 099 | 36 | 35947 | 0.533 | 0 | 0 | 0 | 0 |  | Conventional Hydro | Water |  | 0
R1527 | Niagara Mohawk Power Corp. | Boralex - Hudson Falls | F | 24011 | Hudson Falls | 115 | 36 | 34973 | 44 | 43.7 | 43.7 | 0 | 0 |  | Conventional Hydro | Water |  | 201.6
R1528 | Niagara Mohawk Power Corp. | Boralex - South Glens Falls | F | 24028 | Moreau | 091 | 36 | 34669 | 13.8 | 14.8 | 14.8 | 0 | 0 |  | Conventional Hydro | Water |  | 76.9
R1529 | Niagara Mohawk Power Corp. | CHI-LaChute | F | 1654 | Ticonderoga | 031 | 36 | 32112 | 9 | 8.9 | 8.9 | 0 | 0 |  | Conventional Hydro | Water |  | 30.2
R1530 | Niagara Mohawk Power Corp. | Fortis - Dolgeville | E | 23807 | Dolgeville | 043 | 36 | 31229 | 5 | 6.3 | 6.3 | 0 | 0 |  | Conventional Hydro | Water |  | 1.2
R1531 | Niagara Mohawk Power Corp. | Fortis Energy - Philadelphia | E | 1656 | Philadelphia | 045 | 36 | 31625 | 3.6 | 3.2 | 3.2 | 0 | 0 |  | Conventional Hydro | Water |  | 10.2
R1532 | Niagara Mohawk Power Corp. | Fortis Energy - Moose River | E | 24016 | Lyonsdale | 049 | 36 | 32021 | 12.6 | 12 | 12 | 0 | 0 |  | Conventional Hydro | Water |  | 47.4
R1534 | Niagara Mohawk Power Corp. | International Paper - Curtis | F | 1655 | Corinth | 091 | 36 | 31413 | 9.8 | 30.8 | 30.8 | 0 | 0 |  | Conventional Hydro | Water |  | 320.9
R1535 | Niagara Mohawk Power Corp. | International Paper - Palmer | F | 1655 | Corinth | 091 | 36 | 31413 | 49.2 | 30.8 | 30.8 | 0 | 0 |  | Conventional Hydro | Water |  | 0
R1536 | Niagara Mohawk Power Corp. | Little Falls Hydro | E | 24013 | Little Falls | 043 | 36 | 31778 | 13 | 12.6 | 12.6 | 0 | 0 |  | Conventional Hydro | Water |  | 57.9
R1538 | Niagara Mohawk Power Corp. | Pyrites Assoc. | E | 24023 | Canton | 089 | 36 | 31382 | 8.2 | 7.5 | 7.5 | 0 | 0 |  | Conventional Hydro | Water |  | 23.5
R1539 | Niagara Mohawk Power Corp. | Adams Hydro | E | 23633 | Adams | 045 | 36 | 32082 | 0.2 | 0 | 0 | 0 | 0 |  | Conventional Hydro | Water |  | 0
R1540 | Niagara Mohawk Power Corp. | Algon.-Herkimer | E | 23633 | Herkimer | 043 | 36 | 32112 | 1.6 | 0 | 0 | 0 | 0 |  | Conventional Hydro | Water |  | 0
R1541 | Niagara Mohawk Power Corp. | Algon.-Otter Creek | E | 23633 | Greig | 049 | 36 | 31717 | 0.5 | 0 | 0 | 0 | 0 |  | Conventional Hydro | Water |  | 0
R1543 | Niagara Mohawk Power Corp. | Azure Mountain | D | 24055 | St. Regis Falls | 033 | 36 | 34182 | 0.6 | 0 | 0 | 0 | 0 |  | Conventional Hydro | Water |  | 2.4
R1544 | Niagara Mohawk Power Corp. | Beaver Falls #1 | E | 23633 | Beaver Falls | 049 | 36 | 31413 | 1.5 | 0 | 0 | 0 | 0 |  | Conventional Hydro | Water |  | 9.1
R1545 | Niagara Mohawk Power Corp. | Beaver Falls #2 | E | 23633 | Beaver Falls | 049 | 36 | 31413 | 1 | 0 | 0 | 0 | 0 |  | Conventional Hydro | Water |  | 4.7
R1546 | Niagara Mohawk Power Corp. | Bellows Towers | D | 24055 | Malone | 033 | 36 | 31929 | 0.2 | 0 | 0 | 0 | 0 |  | Conventional Hydro | Water |  | 0
R1547 | Niagara Mohawk Power Corp. | Black River Hyd#1 - Rock Isl. | E | 23633 | Port Leyden | 049 | 36 | 30864 | 1.9 | 0 | 0 | 0 | 0 |  | Conventional Hydro | Water |  | 4.8
R1548 | Niagara Mohawk Power Corp. | Black River Hyd#2 - Denley | E | 23633 | Port Leyden | 049 | 36 | 31382 | 1.6 | 0 | 0 | 0 | 0 |  | Conventional Hydro | Water |  | 1.3
R1549 | Niagara Mohawk Power Corp. | Black River Hyd#3 - Pt. Leyden | E | 23633 | Port Leyden | 049 | 36 | 30864 | 2.2 | 0 | 0 | 0 | 0 |  | Conventional Hydro | Water |  | 16
R1550 | Niagara Mohawk Power Corp. | Boralex - Middle Falls | F | 23643 | Easton | 115 | 36 | 32843 | 2.2 | 0 | 0 | 0 | 0 |  | Conventional Hydro | Water |  | 12.5
R1553 | Niagara Mohawk Power Corp. | Burt Dam Hydro | A | 23774 | Burt | 063 | 36 | 32112 | 0.6 | 0 | 0 | 0 | 0 |  | Conventional Hydro | Water |  | 0.5
R1554 | Niagara Mohawk Power Corp. | C.H.I. (Dexter) Hydro | E | 23633 | Dexter | 045 | 36 | 32143 | 4.2 | 0 | 0 | 0 | 0 |  | Conventional Hydro | Water |  | 18.8
R1555 | Niagara Mohawk Power Corp. | C.H.I. (Diamond Is) | E | 23633 | Watertown | 045 | 36 | 31413 | 1.2 | 0 | 0 | 0 | 0 |  | Conventional Hydro | Water |  | 5.1
R1556 | Niagara Mohawk Power Corp. | C.H.I. (Fowler) | E | 23633 | Fowler | 049 | 36 | 31413 | 0.6 | 0 | 0 | 0 | 0 |  | Conventional Hydro | Water |  | 4.3
R1557 | Niagara Mohawk Power Corp. | C.H.I. (Hailsboro #3) | E | 23633 | Hailsboro | 089 | 36 | 31413 | 0.75 | 0 | 0 | 0 | 0 |  | Conventional Hydro | Water |  | 3.7
R1558 | Niagara Mohawk Power Corp. | C.H.I. (Hailsboro #4) | E | 23633 | Hailsboro | 089 | 36 | 31413 | 1.4 | 0 | 0 | 0 | 0 |  | Conventional Hydro | Water |  | 10.3
R1559 | Niagara Mohawk Power Corp. | C.H.I. (Hailsboro #6) | E | 23633 | Hailsboro | 089 | 36 | 31413 | 0.8 | 0 | 0 | 0 | 0 |  | Conventional Hydro | Water |  | 4.2
R1560 | Niagara Mohawk Power Corp. | C.H.I. (Theresa) | E | 23633 | Theresa | 089 | 36 | 31413 | 1.3 | 0 | 0 | 0 | 0 |  | Conventional Hydro | Water |  | 5.8
R1562 | Niagara Mohawk Power Corp. | Cellu-Tissue Corp - Natural Dam | E | 23633 | Gouverneur | 089 | 36 | 31413 | 1 | 0 | 0 | 0 | 0 |  | Conventional Hydro | Water |  | 0
R1563 | Niagara Mohawk Power Corp. | Champlain Spinner | F | 23643 | Whitehall | 031 | 36 | 33786 | 0.4 | 0 | 0 | 0 | 0 |  | Conventional Hydro | Water |  | 0.8
R1564 | Niagara Mohawk Power Corp. | Chittenden Falls | F | 23643 | Stuyvesant | 021 | 36 | 35034 | 0.6 | 0 | 0 | 0 | 0 |  | Conventional Hydro | Water |  | 0
R1565 | Niagara Mohawk Power Corp. | Christine Falls Hydro | F | 23643 | Wells | 041 | 36 | 32112 | 0.85 | 0 | 0 | 0 | 0 |  | Conventional Hydro | Water |  | 0
R1566 | Niagara Mohawk Power Corp. | City of Oswego (High Dam) | C | 23634 | Oswego | 075 | 36 | 34366 | 11.9 | 0 | 0 | 0 | 0 |  | Conventional Hydro | Water |  | 30.5
R1567 | Niagara Mohawk Power Corp. | City of Utica - Sand Road | E | 23633 | Utica | 065 | 36 | 34090 | 0.2 | 0 | 0 | 0 | 0 |  | Conventional Hydro | Water |  | 1.5
R1568 | Niagara Mohawk Power Corp. | City of Utica -Trenton Falls | E | 23633 | Utica | 065 | 36 | 34001 | 0.2 | 0 | 0 | 0 | 0 |  | Conventional Hydro | Water |  | 0.7
R1569 | Niagara Mohawk Power Corp. | City of Watertown | E | 23633 | Watertown | 045 | 36 | 31413 | 8.1 | 0 | 0 | 0 | 0 |  | Conventional Hydro | Water |  | 11.3
R1570 | Niagara Mohawk Power Corp. | City of Watervliet Hydro | F | 23643 | Guilderland | 001 | 36 | 31413 | 1.5 | 0 | 0 | 0 | 0 |  | Conventional Hydro | Water |  | 2.6
R1571 | Niagara Mohawk Power Corp. | Cons. HY-Victory | F | 23643 | Victory Falls | 091 | 36 | 31747 | 1.7 | 0 | 0 | 0 | 0 |  | Conventional Hydro | Water |  | 6.6
R1572 | Niagara Mohawk Power Corp. | Copenhagen Assoc. | E | 23633 | Copenhagen | 049 | 36 | 31413 | 3.3 | 0 | 0 | 0 | 0 |  | Conventional Hydro | Water |  | 7.3
R1573 | Niagara Mohawk Power Corp. | Cottrell Paper | F | 23643 | Rock City Falls | 091 | 36 | 31778 | 0.3 | 0 | 0 | 0 | 0 |  | Conventional Hydro | Water |  | 0
R1574 | Niagara Mohawk Power Corp. | Cranberry Lake | E | 23633 | Cranberry Lake | 049 | 36 | 32112 | 0.5 | 0 | 0 | 0 | 0 |  | Conventional Hydro | Water |  | 1.6
R1575 | Niagara Mohawk Power Corp. | Edison Hydro Electric | F | 23643 | Stottville | 021 | 36 | 40118 | 0.3 | 0 | 0 | 0 | 0 |  | Conventional Hydro | Water |  | 0.5
R1576 | Niagara Mohawk Power Corp. | Empire Hydro Partners | E | 23633 | Port Leyden | 049 | 36 | 30987 | 1 | 0 | 0 | 0 | 0 |  | Conventional Hydro | Water |  | 4.8
R1577 | Niagara Mohawk Power Corp. | Finch Paper LLC - Glens Falls | F | 23643 | Glens Falls | 113 | 36 | 40118 | 11.8 | 0 | 0 | 0 | 0 |  | Conventional Hydro | Water |  | 0.2
R1578 | Niagara Mohawk Power Corp. | Finch Pruyn | F | 23643 | Glens Falls | 113 | 36 | 32843 | 29 | 0 | 0 | 0 | 0 |  | Conventional Hydro | Water |  | 0
R1579 | Niagara Mohawk Power Corp. | Forestport Hydro | E | 23633 | Forestport | 065 | 36 | 32112 | 3.4 | 0 | 0 | 0 | 0 |  | Conventional Hydro | Water |  | 7.2
R1580 | Niagara Mohawk Power Corp. | Fort Miller Assoc (Hudson River) | F | 23643 | Schuylerville | 091 | 36 | 31321 | 5 | 0 | 0 | 0 | 0 |  | Conventional Hydro | Water |  | 22.7
R1581 | Niagara Mohawk Power Corp. | Fortis Energy - Diana | E | 23633 | Diana | 049 | 36 | 31229 | 1.8 | 0 | 0 | 0 | 0 |  | Conventional Hydro | Water |  | 6.6
R1582 | Niagara Mohawk Power Corp. | Franklin Hydro | D | 24055 | Franklin Falls | 033 | 36 | 34759 | 0.3 | 0 | 0 | 0 | 0 |  | Conventional Hydro | Water |  | 0
R1584 | Niagara Mohawk Power Corp. | Green Island Power Authority | F | 23643 | Green Island | 001 | 36 | 25934 | 6 | 0 | 0 | 0 | 0 |  | Conventional Hydro | Water |  | 39.8
R1585 | Niagara Mohawk Power Corp. | Hewittville Hydro | E | 23633 | Potsdam | 089 | 36 | 30864 | 3 | 0 | 0 | 0 | 0 |  | Conventional Hydro | Water |  | 13.2
R1586 | Niagara Mohawk Power Corp. | Hollings&Vose-Center | F | 23643 | Easton | 115 | 36 | 31413 | 0.4 | 0 | 0 | 0 | 0 |  | Conventional Hydro | Water |  | 0.7
R1587 | Niagara Mohawk Power Corp. | Hollings&Vose-Lower | F | 23643 | Easton | 115 | 36 | 31413 | 0.4 | 0 | 0 | 0 | 0 |  | Conventional Hydro | Water |  | 0
R1588 | Niagara Mohawk Power Corp. | Hollings&Vose-Upper | F | 23643 | Easton | 115 | 36 | 31413 | 0.4 | 0 | 0 | 0 | 0 |  | Conventional Hydro | Water |  | 0
R1589 | Niagara Mohawk Power Corp. | Hollow Dam Power | E | 23633 | Saint Lawrence | 089 | 36 | 32112 | 1 | 0 | 0 | 0 | 0 |  | Conventional Hydro | Water |  | 2.8
R1590 | Niagara Mohawk Power Corp. | Hoosick Falls | F | 23643 | Hoosick Falls | 083 | 36 | 32356 | 0.6 | 0 | 0 | 0 | 0 |  | Conventional Hydro | Water |  | 0
R1592 | Niagara Mohawk Power Corp. | Indian Falls HY | E | 23633 | Theresa | 045 | 36 | 31413 | 0.3 | 0 | 0 | 0 | 0 |  | Conventional Hydro | Water |  | 0
R1593 | Niagara Mohawk Power Corp. | Kayuta Lake | E | 23633 | Kayuta | 065 | 36 | 32264 | 0.4 | 0 | 0 | 0 | 0 |  | Conventional Hydro | Water |  | 1.4
R1594 | Niagara Mohawk Power Corp. | Kings Falls | E | 23633 | Copenhagen | 049 | 36 | 32264 | 1.6 | 0 | 0 | 0 | 0 |  | Conventional Hydro | Water |  | 0
R1597 | Niagara Mohawk Power Corp. | Long Falls Hydro | E | 23633 | Carthage | 045 | 36 | 33390 | 3.3 | 0 | 0 | 0 | 0 |  | Conventional Hydro | Water |  | 4.9
R1598 | Niagara Mohawk Power Corp. | Lyonsdale Assoc. (Burrows) | E | 23633 | Lyons Falls | 049 | 36 | 30864 | 3 | 0 | 0 | 0 | 0 |  | Conventional Hydro | Water |  | 8.7
R1599 | Niagara Mohawk Power Corp. | Mechanicville | F | 23643 | Halfmoon | 091 | 36 | 38412 | 3.8 | 0 | 0 | 0 | 0 |  | Conventional Hydro | Water |  | 21.9
R1600 | Niagara Mohawk Power Corp. | Mount Ida Hydro | F | 23643 | Troy | 083 | 36 | 31413 | 3 | 0 | 0 | 0 | 0 |  | Conventional Hydro | Water |  | 8.9
R1602 | Niagara Mohawk Power Corp. | Mountainaire Massage Spa | F | 23643 | Wevertown | 113 | 36 | 40118 | 0 | 0 | 0 | 0 | 0 |  | Conventional Hydro | Water |  | 0
R1603 | Niagara Mohawk Power Corp. | Newport Hydro Assoc. | E | 23633 | Newport | 043 | 36 | 32112 | 1.7 | 0 | 0 | 0 | 0 |  | Conventional Hydro | Water |  | 5.9
R1604 | Niagara Mohawk Power Corp. | Northbrook Carthage | E | 23633 | Carthage | 045 | 36 | 31413 | 4.4 | 0 | 0 | 0 | 0 |  | Conventional Hydro | Water |  | 21.4
R1606 | Niagara Mohawk Power Corp. | Oakvale Construction | D | 24055 | Wilmington | 031 | 36 | 40118 | 0.4 | 0 | 0 | 0 | 0 |  | Conventional Hydro | Water |  | 2
R1607 | Niagara Mohawk Power Corp. | Ogdensburg Hydro | E | 23633 | Ogdensburg | 089 | 36 | 32112 | 3.5 | 0 | 0 | 0 | 0 |  | Conventional Hydro | Water |  | 9.2
R1610 | Niagara Mohawk Power Corp. | Oswego Hydro Partners LP (Phoenix) | C | 23634 | Phoenix | 075 | 36 | 33208 | 3.4 | 0 | 0 | 0 | 0 |  | Conventional Hydro | Water |  | 10.4
R1611 | Niagara Mohawk Power Corp. | Riverrat Glass & Electric | F | 23643 | Wadhams | 031 | 36 | 31413 | 0.6 | 0 | 0 | 0 | 0 |  | Conventional Hydro | Water |  | 0
R1612 | Niagara Mohawk Power Corp. | Sandy Hollow Hydro Assoc. | E | 23633 | Philadelphia | 045 | 36 | 31656 | 0.6 | 0 | 0 | 0 | 0 |  | Conventional Hydro | Water |  | 0
R1613 | Niagara Mohawk Power Corp. | Seneca Limited | C | 23634 | Syracuse | 067 | 36 | 31382 | 0.2 | 0 | 0 | 0 | 0 |  | Conventional Hydro | Water |  | 0
R1615 | Niagara Mohawk Power Corp. | Stevens&Thompson Paper Co. | F | 23643 | Middle Falls | 115 | 36 | 32112 | 10.5 | 0 | 0 | 0 | 0 |  | Conventional Hydro | Water |  | 30.3
R1616 | Niagara Mohawk Power Corp. | Stillwater Assoc. | E | 23633 | Webb | 043 | 36 | 31778 | 1.8 | 0 | 0 | 0 | 0 |  | Conventional Hydro | Water |  | 6.5
R1617 | Niagara Mohawk Power Corp. | Stillwater Hydro Partners LP | F | 23643 | Stillwater | 091 | 36 | 34060 | 3.4 | 0 | 0 | 0 | 0 |  | Conventional Hydro | Water |  | 13.9
R1618 | Niagara Mohawk Power Corp. | Stuyvesant Falls Hydro | F | 23643 | Stuyvesant | 021 | 36 | 41306 | 7 | 0 | 0 | 0 | 0 |  | Conventional Hydro | Water |  | 19.5
R1620 | Niagara Mohawk Power Corp. | Synergics - Middle Greenwich | F | 23643 | Greenwich | 115 | 36 | 32112 | 0.2 | 0 | 0 | 0 | 0 |  | Conventional Hydro | Water |  | 0
R1621 | Niagara Mohawk Power Corp. | Synergics - Union Falls | D | 24055 | Union Falls | 019 | 36 | 32112 | 3 | 0 | 0 | 0 | 0 |  | Conventional Hydro | Water |  | 8
R1622 | Niagara Mohawk Power Corp. | Synergics - Upper Greenwich | F | 23643 | Greenwich | 115 | 36 | 32112 | 0.4 | 0 | 0 | 0 | 0 |  | Conventional Hydro | Water |  | 0
R1623 | Niagara Mohawk Power Corp. | Tannery Island | E | 23633 | Carthage | 045 | 36 | 31413 | 1.5 | 0 | 0 | 0 | 0 |  | Conventional Hydro | Water |  | 6.6
R1624 | Niagara Mohawk Power Corp. | Town of Wells (Lake Algonquin) | F | 23643 | Wells | 041 | 36 | 32112 | 0.5 | 0 | 0 | 0 | 0 |  | Conventional Hydro | Water |  | 1.6
R1626 | Niagara Mohawk Power Corp. | Unionville Hydro | E | 23633 | Potsdam | 089 | 36 | 30864 | 3 | 0 | 0 | 0 | 0 |  | Conventional Hydro | Water |  | 12.5
R1628 | Niagara Mohawk Power Corp. | Valatie Falls | F | 23643 | Valatie | 021 | 36 | 33939 | 0.1 | 0 | 0 | 0 | 0 |  | Conventional Hydro | Water |  | 0.3
R1629 | Niagara Mohawk Power Corp. | Valley Falls Assoc. | F | 23643 | Valley Falls | 083 | 36 | 31260 | 2.5 | 0 | 0 | 0 | 0 |  | Conventional Hydro | Water |  | 7.1
R1630 | Niagara Mohawk Power Corp. | Village of Gouverneur | E | 23633 | Gouverneur | 089 | 36 | 31413 | 0.1 | 0 | 0 | 0 | 0 |  | Conventional Hydro | Water |  | 0
R1631 | Niagara Mohawk Power Corp. | Village of Potsdam | E | 23633 | Potsdam | 089 | 36 | 31413 | 0.8 | 0 | 0 | 0 | 0 |  | Conventional Hydro | Water |  | 0
R1632 | Niagara Mohawk Power Corp. | Village of Potsdam 2 | E | 23633 | Potsdam | 089 | 36 | 41730 | 0.5 | 0 | 0 | 0 | 0 |  | Conventional Hydro | Water |  | 0
R1633 | Niagara Mohawk Power Corp. | Village of Saranac Lake | D | 24055 | Saranac Lake | 033 | 36 | 35400 | 0.2 | 0 | 0 | 0 | 0 |  | Conventional Hydro | Water |  | 0.5
R1634 | Niagara Mohawk Power Corp. | Wave Hydro LLC | C | 23634 | Baldwinsville | 067 | 36 | 40216 | 0.823 | 0 | 0 | 0 | 0 |  | Conventional Hydro | Water |  | 0
R1644 | Northbrook Lyons Falls, LLC | Hampshire Paper | E | 323593 | Gouverneur | 089 | 36 | 31837 | 3.4 | 3.5 | 3.5 | 3.4 | 3.4 |  | Conventional Hydro | Water |  | 14.9
R1645 | Northbrook Lyons Falls, LLC | Lyons Falls Hydro | E | 23570 | Lyons Falls | 049 | 36 | 31413 | 8 | 7.3 | 7.3 | 8 | 8 |  | Conventional Hydro | Water |  | 34
R1666 | Orange and Rockland Utilities | Buttermilk Falls | G | 5055 | Highland Falls | 071 | 36 | 31747 | 0.1 | 0 | 0 | 0 | 0 |  | Conventional Hydro | Water |  | 0
R1673 | Rochester Gas and Electric Corp. | Mills Mills | B | 5059 | Fillmore | 003 | 36 | 2374 | 0.2 | 0 | 0 | 0 | 0 |  | Conventional Hydro | Water |  | 0
R1674 | Rochester Gas and Electric Corp. | Mt Morris | B | 5060 | Mt Morris | 051 | 36 | 6027 | 0.3 | 0 | 0 | 0 | 0 |  | Conventional Hydro | Water |  | 0
R1675 | Rochester Gas and Electric Corp. | Station 2 1 | B | 23604 | Rochester | 055 | 36 | 4931 | 8.5 | 6.5 | 6.5 | 8.5 | 8.5 |  | Conventional Hydro | Water |  | 23
R1676 | Rochester Gas and Electric Corp. | Station 26 1 | B | 23604 | Rochester | 055 | 36 | 19207 | 3 | 3 | 3 | 3 | 3 |  | Conventional Hydro | Water |  | 11.4
R1677 | Rochester Gas and Electric Corp. | Station 5 1 | B | 23604 | Rochester | 055 | 36 | 6757 | 13.982 | 11.8 | 11.8 | 14 | 14 |  | Conventional Hydro | Water |  | 0.6
R1678 | Rochester Gas and Electric Corp. | Station 5 2 | B | 23604 | Rochester | 055 | 36 | 6757 | 13.59 | 11.8 | 11.8 | 13.6 | 13.6 |  | Conventional Hydro | Water |  | 1
R1679 | Rochester Gas and Electric Corp. | Station 5 3 | B | 23604 | Rochester | 055 | 36 | 6757 | 18 | 16.5 | 16.5 | 18 | 18 |  | Conventional Hydro | Water |  | 1.4
R1690 | Seneca Falls Power Corp. | Seneca Falls 1 | C | 23627 | Seneca Falls | 099 | 36 | 35947 | 1.8 | 1.6 | 1.6 | 0 | 0 |  | Conventional Hydro | Water |  | 0
R1691 | Seneca Falls Power Corp. | Seneca Falls 2 | C | 23627 | Seneca Falls | 099 | 36 | 35947 | 1.8 | 1.6 | 1.6 | 0 | 0 |  | Conventional Hydro | Water |  | 0
R1692 | Seneca Falls Power Corp. | Seneca Falls 4 | C | 23627 | Seneca Falls | 099 | 36 | 35947 | 2 | 1.8 | 1.8 | 0 | 0 |  | Conventional Hydro | Water |  | 0
R1706 | Triton Power Company | Chateaugay High Falls | D | 323578 | Chateaugay | 033 | 36 | 32112 | 1.7 | 1.7 | 1.7 | 0 | 0 |  | Conventional Hydro | Water |  | 6.9
R1373 | LI Energy Storage System, LLC | East Hampton Battery Storage | K | 5066 | East Hampton | 103 | 36 | 43313 | 5 | 5 | 5 | 0 | 0 |  | Energy Storage | Battary |  | 0
R1374 | LI Energy Storage System, LLC | Montauk Battery Storage | K | 5068 | Montauk | 103 | 36 | 43374 | 5 | 5 | 5 | 0 | 0 |  | Energy Storage | Battary |  | 0
R1702 | Stephentown Spindle LLC | Beacon LESR | F | 323632 | Stephentown | 083 | 36 | 40511 | 20 | 0 | 0 | 0 | 0 |  | Energy Storage | Fly Wheel |  | 0
R1471 | New York Power Authority | Greenport IC 4 | K | 1652 | Greenport | 103 | 36 | 20977 | 1.2 | 1.7 | 1.7 | 0.9 | 1.1 |  | Internal Combustion | Fuel Oil |  | 0
R1472 | New York Power Authority | Greenport IC 5 | K | 1652 | Greenport | 103 | 36 | 23931 | 1.8 | 1.7 | 1.7 | 1.4 | 1.6 |  | Internal Combustion | Fuel Oil |  | 0
R1473 | New York Power Authority | Greenport IC 6 | K | 1652 | Greenport | 103 | 36 | 26193 | 3.8 | 2.7 | 2.7 | 3 | 2.6 |  | Internal Combustion | Fuel Oil |  | 0
R1334 | Freeport Electric | Freeport 1-2 | K | 1660 | Freeport | 059 | 36 | 18111 | 2.9 | 2 | 2 | 2.2 | 2.9 |  | Internal Combustion | Fuel Oil |  | 0
R1335 | Freeport Electric | Freeport 1-3 | K | 1660 | Freeport | 059 | 36 | 19937 | 3.1 | 2.1 | 2.1 | 2.1 | 3.1 |  | Internal Combustion | Fuel Oil |  | 0
R1336 | Freeport Electric | Freeport 1-4 | K | 1660 | Freeport | 059 | 36 | 23651 | 5.1 | 4.4 | 4.4 | 4.5 | 5 |  | Internal Combustion | Fuel Oil |  | 0.1
R1680 | Rockville Centre, Village of | Charles P Keller 07 | K | 1661 | Rockville Centre | 059 | 36 | 15585 | 2 | 2 | 2 | 0 | 0 |  | Internal Combustion | Fuel Oil |  | 0
R1681 | Rockville Centre, Village of | Charles P Keller 09 | K | 1661 | Rockville Centre | 059 | 36 | 19968 | 3.5 | 3.3 | 3.3 | 3.2 | 3.2 | YES | Internal Combustion | Fuel Oil | Natural Gas | 0.2
R1682 | Rockville Centre, Village of | Charles P Keller 10 | K | 1661 | Rockville Centre | 059 | 36 | 19968 | 3.5 | 3.2 | 3.2 | 3.2 | 3.2 | YES | Internal Combustion | Fuel Oil | Natural Gas | 0.3
R1683 | Rockville Centre, Village of | Charles P Keller 11 | K | 1661 | Rockville Centre | 059 | 36 | 22890 | 5.2 | 5.2 | 5.2 | 5.2 | 5.2 | YES | Internal Combustion | Fuel Oil | Natural Gas | 0.3
R1684 | Rockville Centre, Village of | Charles P Keller 12 | K | 1661 | Rockville Centre | 059 | 36 | 24716 | 5.5 | 5.5 | 5.5 | 5.5 | 5.5 | YES | Internal Combustion | Fuel Oil | Natural Gas | 0
R1685 | Rockville Centre, Village of | Charles P Keller 13 | K | 1661 | Rockville Centre | 059 | 36 | 27273 | 5.5 | 5.6 | 5.6 | 5.5 | 5.5 | YES | Internal Combustion | Fuel Oil | Natural Gas | 0
R1686 | Rockville Centre, Village of | Charles P Keller 14 | K | 1661 | Rockville Centre | 059 | 36 | 34578 | 6.2 | 6.3 | 6.3 | 6.3 | 6.3 | YES | Internal Combustion | Fuel Oil | Natural Gas | 1.2
R1506 | New York State Elec. & Gas Corp. | Harris Lake | D | 5018 | Newcomb | 031 | 36 | 24685 | 1.7 | 0 | 0 | 0 | 0 |  | Internal Combustion | Fuel Oil |  | 0
R1663 | NRG Power Marketing LLC | Oswego IC 1 | C | 5052 | Oswego | 075 | 36 | 24685 | 0.7 | 0 | 0 | 0 | 0 |  | Internal Combustion | Fuel Oil |  | 0
R1664 | NRG Power Marketing LLC | Oswego IC 2 | C | 5053 | Oswego | 075 | 36 | 27791 | 0.8 | 0 | 0 | 0 | 0 |  | Internal Combustion | Fuel Oil |  | 0
R1665 | NRG Power Marketing LLC | Oswego IC 3 | C | 5054 | Oswego | 075 | 36 | 29403 | 0.8 | 0 | 0 | 0 | 0 |  | Internal Combustion | Fuel Oil |  | 0
R1084 | Cayuga Operating Company, LLC | Cayuga IC 1 | C | 23629 | Lansing | 109 | 36 | 24685 | 2.8 | 0 | 0 | 0 | 0 |  | Internal Combustion | Fuel Oil |  | 0
R1085 | Cayuga Operating Company, LLC | Cayuga IC 2 | C | 23629 | Lansing | 109 | 36 | 24685 | 2.8 | 0 | 0 | 0 | 0 |  | Internal Combustion | Fuel Oil |  | 0
R1391 | Long Island Power Authority | East Hampton 2 | K | 23722 | E Hampton | 103 | 36 | 22981 | 2 | 2 | 2 | 2 | 2 |  | Internal Combustion | Fuel Oil |  | 0.7
R1392 | Long Island Power Authority | East Hampton 3 | K | 23722 | E Hampton | 103 | 36 | 22981 | 2 | 2 | 2 | 2 | 2 |  | Internal Combustion | Fuel Oil |  | 0.7
R1393 | Long Island Power Authority | East Hampton 4 | K | 23722 | E Hampton | 103 | 36 | 22981 | 2 | 2 | 2 | 2 | 2 |  | Internal Combustion | Fuel Oil |  | 0.7
R1422 | Long Island Power Authority | Oceanside (LF) | K | 5008 | Oceanside | 059 | 36 | 33270 | 2.1 | 1.1 | 1.1 | 0 | 0 |  | Internal Combustion | Methane (Bio Gas) |  | 0
R1423 | Long Island Power Authority | Oyster Bay (LF) | K | 5009 | Bethpage | 059 | 36 | 31594 | 1.3 | 0 | 0 | 0 | 0 |  | Internal Combustion | Methane (Bio Gas) |  | 0
R1437 | Long Island Power Authority | Smithtown (LF) | K | 5010 | Smithtown | 103 | 36 | 31382 | 1.1 | 0 | 0 | 0 | 0 |  | Internal Combustion | Methane (Bio Gas) |  | 0
R1444 | Long Island Power Authority | Yaphank (LF) | K | 5012 | Yaphank | 103 | 36 | 30560 | 1.6 | 1.5 | 1.5 | 0 | 0 |  | Internal Combustion | Methane (Bio Gas) |  | 0
R1492 | New York State Elec. & Gas Corp. | AA Dairy | C | 5013 | Ithaca | 109 | 36 | 35947 | 0.1 | 0 | 0 | 0 | 0 |  | Internal Combustion | Methane (Bio Gas) |  | 0
R1668 | Orange and Rockland Utilities | Landfill G.Part19 | G | 5057 | Goshen | 071 | 36 | 32478 | 2.5 | 0 | 0 | 0 | 0 |  | Internal Combustion | Methane (Bio Gas) |  | 0
R1669 | Orange and Rockland Utilities | Middletown LFG | G | 5058 | Goshen | 071 | 36 | 32478 | 3 | 0 | 0 | 0 | 0 |  | Internal Combustion | Methane (Bio Gas) |  | 0
R1608 | Niagara Mohawk Power Corp. | Onondaga Energy Partners | C | 23634 | Onondaga | 067 | 36 | 32112 | 1.4 | 0 | 0 | 0 | 0 |  | Internal Combustion | Methane (Bio Gas) |  | 0
R1583 | Niagara Mohawk Power Corp. | Gloversville Johnstown WWT | F | 23643 | Gloversville | 035 | 36 | 40179 | 0.7 | 0 | 0 | 0 | 0 |  | Internal Combustion | Methane (Bio Gas) |  | 1.2
R1325 | Exelon Generation Company, LLC | High Acres | C | 23767 | Fairport | 117 | 36 | 33390 | 9.6 | 9.6 | 9.6 | 9.6 | 9.6 |  | Internal Combustion | Methane (Bio Gas) |  | 6.4
R1619 | Niagara Mohawk Power Corp. | Sustainable Bioelectric LLC | A | 23774 | Wheatfield | 063 | 36 | 41699 | 0.6 | 0 | 0 | 0 | 0 |  | Internal Combustion | Methane (Bio Gas) |  | 0.9
R1688 | Seneca Energy II, LLC | Seneca Energy 1 | C | 23797 | Seneca Falls | 099 | 36 | 35125 | 8.8 | 8.8 | 8.8 | 8.8 | 8.8 |  | Internal Combustion | Methane (Bio Gas) |  | 53.3
R1689 | Seneca Energy II, LLC | Seneca Energy 2 | C | 23797 | Seneca Falls | 099 | 36 | 35643 | 8.8 | 8.8 | 8.8 | 8.8 | 8.8 |  | Internal Combustion | Methane (Bio Gas) |  | 53.3
R1687 | Seneca Energy II, LLC | Ontario LFGE | C | 23819 | Canandaigua | 069 | 36 | 37956 | 11.2 | 7.6 | 7.6 | 11.2 | 11.2 |  | Internal Combustion | Methane (Bio Gas) |  | 71.7
R1449 | Model City Energy LLC | Model City Energy | A | 24167 | Lewiston | 063 | 36 | 37043 | 5.6 | 5.6 | 5.6 | 5.6 | 5.6 |  | Internal Combustion | Methane (Bio Gas) |  | 39.5
R1329 | Exelon Generation Company, LLC | Monroe Livingston | B | 24207 | Scottsville | 055 | 36 | 32448 | 2.4 | 2.4 | 2.4 | 2.4 | 2.4 |  | Internal Combustion | Methane (Bio Gas) |  | 7.7
R1364 | Innovative Energy Systems, Inc. | Colonie LFGTE | F | 323577 | Colonie | 001 | 36 | 38777 | 6.4 | 6.4 | 6.4 | 6.4 | 6.4 |  | Internal Combustion | Methane (Bio Gas) |  | 33.7
R1450 | Modern Innovative Energy, LLC | Modern LF | A | 323580 | Lewiston | 063 | 36 | 38749 | 6.4 | 6.4 | 6.4 | 6.4 | 6.4 |  | Internal Combustion | Methane (Bio Gas) |  | 19.9
R1500 | New York State Elec. & Gas Corp. | Broome LFGE | C | 323600 | Binghamton | 007 | 36 | 39326 | 2.4 | 2.1 | 2.1 | 2.1 | 2.1 |  | Internal Combustion | Methane (Bio Gas) |  | 6.3
R1324 | Exelon Generation Company, LLC | Chaffee | A | 323603 | Chaffee | 029 | 36 | 39303 | 6.4 | 6.4 | 6.4 | 6.4 | 6.4 |  | Internal Combustion | Methane (Bio Gas) |  | 46.8
R1328 | Exelon Generation Company, LLC | Mill Seat | B | 323607 | Riga | 055 | 36 | 39283 | 6.4 | 6.4 | 6.4 | 6.4 | 6.4 |  | Internal Combustion | Methane (Bio Gas) |  | 52.8
R1112 | Consolidated Edison Energy, Inc. | Albany LFGE | F | 323615 | Albany | 001 | 36 | 35916 | 5.6 | 4.5 | 4.5 | 5.6 | 5.6 |  | Internal Combustion | Methane (Bio Gas) |  | 28.7
R1363 | Innovative Energy Systems, Inc. | Clinton LFGE | D | 323618 | Morrisonville | 019 | 36 | 39722 | 6.4 | 6.4 | 6.4 | 6.4 | 6.4 |  | Internal Combustion | Methane (Bio Gas) |  | 28.8
R1365 | Innovative Energy Systems, Inc. | DANC LFGE | E | 323619 | Watertown | 045 | 36 | 39699 | 6.4 | 6.4 | 6.4 | 6.4 | 6.4 |  | Internal Combustion | Methane (Bio Gas) |  | 33.4
R1367 | Innovative Energy Systems, Inc. | Hyland LFGE | B | 323620 | Angelica | 003 | 36 | 39699 | 4.8 | 4.8 | 4.8 | 4.8 | 4.8 |  | Internal Combustion | Methane (Bio Gas) |  | 36.1
R1327 | Exelon Generation Company, LLC | Madison County LF | E | 323628 | Wampsville | 053 | 36 | 40238 | 1.6 | 1.6 | 1.6 | 1.6 | 1.6 |  | Internal Combustion | Methane (Bio Gas) |  | 4.5
R1362 | Innovative Energy Systems, Inc. | Chautauqua LFGE | A | 323629 | Jamestown | 013 | 36 | 40221 | 9.6 | 0 | 0 | 0 | 0 |  | Internal Combustion | Methane (Bio Gas) |  | 43.5
R1366 | Innovative Energy Systems, Inc. | Fulton LFGE | F | 323630 | Johnstown | 035 | 36 | 40333 | 3.2 | 0 | 0 | 0 | 0 |  | Internal Combustion | Methane (Bio Gas) |  | 13.8
R1368 | Innovative Energy Systems, Inc. | Steuben County LF | C | 323667 | Bath | 101 | 36 | 41122 | 3.2 | 3.2 | 3.2 | 3.2 | 3.2 |  | Internal Combustion | Methane (Bio Gas) |  | 16.6
R1114 | Consolidated Edison Energy, Inc. | Broome 2 LFGE | C | 323671 | Binghamton | 007 | 36 | 41305 | 2.1 | 2 | 2 | 2 | 2 |  | Internal Combustion | Methane (Bio Gas) |  | 18.6
R1330 | Exelon Generation Company, LLC | Oneida-Herkimer LFGE | E | 323681 | Boonville | 065 | 36 | 41000 | 3.2 | 3.2 | 3.2 | 3.2 | 3.2 |  | Internal Combustion | Methane (Bio Gas) |  | 27
R1331 | Exelon Generation Company, LLC | Synergy Biogas | B | 323694 | Wyoming | 121 | 36 | 41153 | 2 | 2 | 2 | 0 | 0 |  | Internal Combustion | Methane (Bio Gas) |  | 3.1
R1438 | Long Island Power Authority | South Oaks Hosp | K | 5011 | Amityville | 103 | 36 | 33025 | 1 | 0 | 0 | 0 | 0 |  | Internal Combustion | Natural Gas |  | 0
R1667 | Orange and Rockland Utilities | Intl. Crossroads | G | 5056 | Mahwah NJ | 003 | 34 | 32112 | 3 | 0 | 0 | 0 | 0 | YES | Internal Combustion | Natural Gas | Fuel Oil | 0
R1551 | Niagara Mohawk Power Corp. | Burrstone Engy Center, LLC LU | E | 23633 | Utica | 065 | 36 | 40118 | 1.1 | 0 | 0 | 0 | 0 |  | Internal Combustion | Natural Gas |  | 0.9
R1552 | Niagara Mohawk Power Corp. | Burrstone Engy Center, LLC U | E | 23633 | Utica | 065 | 36 | 40118 | 2.2 | 0 | 0 | 0 | 0 |  | Internal Combustion | Natural Gas |  | 0.1
R1614 | Niagara Mohawk Power Corp. | St. Elizabeth Medical Center | E | 23633 | Utica | 065 | 36 | 40940 | 0.6 | 0 | 0 | 0 | 0 |  | Internal Combustion | Natural Gas |  | 0.4
R1625 | Niagara Mohawk Power Corp. | Tri-City JATC | F | 23643 | Latham | 001 | 36 | 40118 | 0 | 0 | 0 | 0 | 0 |  | Internal Combustion | Natural Gas |  | 0
R1542 | Niagara Mohawk Power Corp. | Allied Frozen Storage | A | 23774 | Cheektowaga | 029 | 36 | 39569 | 0.1 | 0 | 0 | 0 | 0 |  | Internal Combustion | Natural Gas |  | 0.1
R1561 | Niagara Mohawk Power Corp. | Cal Ban Power | A | 23774 | Allegany | 003 | 36 | 34851 | 0.1 | 0 | 0 | 0 | 0 |  | Internal Combustion | Natural Gas |  | 0
R1591 | Niagara Mohawk Power Corp. | Hydrocarbon-Algny | A | 23774 | Allegany | 003 | 36 | 33939 | 0.2 | 0 | 0 | 0 | 0 |  | Internal Combustion | Natural Gas |  | 0
R1133 | Cubit Power One Inc. | Arthur Kill Cogen | J | 323718 | Staten Island | 085 | 36 | 43242 | 11.1 | 11.1 | 11.1 | 0 | 0 |  | Internal Combustion | Natural Gas |  | 0.2
R1404 | Long Island Power Authority | Holtsville 01 | K | 23690 | Holtsville | 103 | 36 | 27211 | 56.7 | 56.7 | 72.1 | 55.5 | 65.1 |  | Jet Engine | Fuel Oil |  | 2
R1405 | Long Island Power Authority | Holtsville 02 | K | 23691 | Holtsville | 103 | 36 | 27211 | 56.7 | 55.3 | 70.3 | 54.3 | 63.1 |  | Jet Engine | Fuel Oil |  | 1.2
R1406 | Long Island Power Authority | Holtsville 03 | K | 23692 | Holtsville | 103 | 36 | 27211 | 56.7 | 52.1 | 66.3 | 52.6 | 61.7 |  | Jet Engine | Fuel Oil |  | 0.9
R1407 | Long Island Power Authority | Holtsville 04 | K | 23693 | Holtsville | 103 | 36 | 27211 | 56.7 | 52.7 | 67 | 51.2 | 63.8 |  | Jet Engine | Fuel Oil |  | 2.7
R1408 | Long Island Power Authority | Holtsville 05 | K | 23694 | Holtsville | 103 | 36 | 27211 | 56.7 | 55.3 | 70.3 | 53.8 | 63.3 |  | Jet Engine | Fuel Oil |  | 1.8
R1409 | Long Island Power Authority | Holtsville 06 | K | 23695 | Holtsville | 103 | 36 | 27576 | 56.7 | 53 | 67.4 | 51.9 | 61.6 |  | Jet Engine | Fuel Oil |  | 12.6
R1410 | Long Island Power Authority | Holtsville 07 | K | 23696 | Holtsville | 103 | 36 | 27576 | 56.7 | 55.1 | 70.1 | 52.1 | 63.6 |  | Jet Engine | Fuel Oil |  | 4.4
R1411 | Long Island Power Authority | Holtsville 08 | K | 23697 | Holtsville | 103 | 36 | 27576 | 56.7 | 57.4 | 73 | 53 | 64 |  | Jet Engine | Fuel Oil |  | 5.7
R1412 | Long Island Power Authority | Holtsville 09 | K | 23698 | Holtsville | 103 | 36 | 27576 | 56.7 | 57.5 | 73.1 | 53 | 68.1 |  | Jet Engine | Fuel Oil |  | 4
R1413 | Long Island Power Authority | Holtsville 10 | K | 23699 | Holtsville | 103 | 36 | 27576 | 56.7 | 55.1 | 70.1 | 53.8 | 65.1 |  | Jet Engine | Fuel Oil |  | 7.8
R1402 | Long Island Power Authority | Greenport GT1 | K | 23814 | Greenport | 103 | 36 | 37804 | 54 | 51.9 | 52.4 | 53.4 | 56.1 |  | Jet Engine | Fuel Oil |  | 24.1
R1434 | Long Island Power Authority | Shoreham 2 | K | 23716 | Shoreham | 103 | 36 | 30773 | 18.6 | 18.5 | 23.5 | 16.6 | 22.1 |  | Jet Engine | Fuel Oil |  | 0.6
R1394 | Long Island Power Authority | East Hampton GT 01 | K | 23717 | E Hampton | 103 | 36 | 25903 | 21.3 | 19.2 | 24.4 | 18.4 | 23.4 |  | Jet Engine | Fuel Oil |  | 11.7
R1396 | Long Island Power Authority | Far Rockaway GT2 | K | 23815 | Jamaica Bay | 081 | 36 | 37804 | 60.5 | 55.4 | 75.7 | 54.4 | 54.4 |  | Jet Engine | Kerosene |  | 9.5
R1649 | NRG Power Marketing LLC | Astoria GT 2-1 | J | 24094 | Queens | 081 | 36 | 25720 | 46.5 | 41.2 | 50.7 | 36.3 | 45.1 | YES | Jet Engine | Kerosene | Natural Gas | 7
R1650 | NRG Power Marketing LLC | Astoria GT 2-2 | J | 24095 | Queens | 081 | 36 | 25720 | 46.5 | 42.4 | 52.2 | 34.8 | 44.9 | YES | Jet Engine | Kerosene | Natural Gas | 1.9
R1651 | NRG Power Marketing LLC | Astoria GT 2-3 | J | 24096 | Queens | 081 | 36 | 25720 | 46.5 | 41.2 | 50.7 | 35.9 | 46.1 | YES | Jet Engine | Kerosene | Natural Gas | 2.5
R1652 | NRG Power Marketing LLC | Astoria GT 2-4 | J | 24097 | Queens | 081 | 36 | 25720 | 46.5 | 41 | 50.5 | 35.8 | 47.4 | YES | Jet Engine | Kerosene | Natural Gas | 4.6
R1653 | NRG Power Marketing LLC | Astoria GT 3-1 | J | 24098 | Queens | 081 | 36 | 25720 | 46.5 | 41.2 | 50.7 | 34.1 | 45.2 | YES | Jet Engine | Kerosene | Natural Gas | 2.6
R1654 | NRG Power Marketing LLC | Astoria GT 3-2 | J | 24099 | Queens | 081 | 36 | 25720 | 46.5 | 43.5 | 53.5 | 35.8 | 44.8 | YES | Jet Engine | Kerosene | Natural Gas | 2.3
R1655 | NRG Power Marketing LLC | Astoria GT 3-3 | J | 24100 | Queens | 081 | 36 | 25720 | 46.5 | 43 | 52.9 | 35.3 | 45.4 | YES | Jet Engine | Kerosene | Natural Gas | 1.8
R1656 | NRG Power Marketing LLC | Astoria GT 3-4 | J | 24101 | Queens | 081 | 36 | 25720 | 46.5 | 43 | 52.9 | 36.8 | 46.2 | YES | Jet Engine | Kerosene | Natural Gas | 2.5
R1657 | NRG Power Marketing LLC | Astoria GT 4-1 | J | 24102 | Queens | 081 | 36 | 25750 | 46.5 | 42.6 | 52.4 | 35.2 | 45.6 | YES | Jet Engine | Kerosene | Natural Gas | 2.6
R1658 | NRG Power Marketing LLC | Astoria GT 4-2 | J | 24103 | Queens | 081 | 36 | 25750 | 46.5 | 41.4 | 51 | 34.7 | 45.5 | YES | Jet Engine | Kerosene | Natural Gas | 5
R1659 | NRG Power Marketing LLC | Astoria GT 4-3 | J | 24104 | Queens | 081 | 36 | 25750 | 46.5 | 41.1 | 50.6 | 34.9 | 44.9 | YES | Jet Engine | Kerosene | Natural Gas | 4.3
R1660 | NRG Power Marketing LLC | Astoria GT 4-4 | J | 24105 | Queens | 081 | 36 | 25750 | 46.5 | 42.8 | 52.7 | 33.1 | 44.5 | YES | Jet Engine | Kerosene | Natural Gas | 2.8
R1343 | Helix Ravenswood, LLC | Ravenswood 10 | J | 24258 | Queens | 081 | 36 | 25781 | 25 | 21.2 | 27 | 16.7 | 23.7 | YES | Jet Engine | Kerosene | Natural Gas | 2.1
R1344 | Helix Ravenswood, LLC | Ravenswood 11 | J | 24259 | Queens | 081 | 36 | 25781 | 25 | 20.2 | 25.7 | 16.7 | 24.4 | YES | Jet Engine | Kerosene | Natural Gas | 2.6
R1696 | Seneca Power Partners, L.P. | Hillburn GT | G | 23639 | Hillburn | 087 | 36 | 26024 | 46.5 | 37.9 | 51.8 | 35.4 | 45.1 | YES | Jet Engine | Natural Gas | Kerosene | 0.4
R1697 | Seneca Power Partners, L.P. | Shoemaker GT | G | 23640 | Middletown | 071 | 36 | 26054 | 41.9 | 33.1 | 45.2 | 32.7 | 40.8 | YES | Jet Engine | Natural Gas | Kerosene | 0.4
R1395 | Long Island Power Authority | Far Rockaway GT1 | K | 24212 | Far Rockaway | 081 | 36 | 37438 | 60.5 | 53.5 | 73.1 | 55.1 | 58.6 |  | Jet Engine | Natural Gas |  | 140.8
R1345 | Helix Ravenswood, LLC | Ravenswood 2-1 (IIFO - 4/1/18) | J | 24244 | Queens | 081 | 36 | 25903 | 42.9 | 40.4 | 51.4 | 0 | 0 | YES | Jet Engine | Natural Gas | Kerosene | 0.2
R1346 | Helix Ravenswood, LLC | Ravenswood 2-2 (IIFO - 4/1/18) | J | 24245 | Queens | 081 | 36 | 25903 | 42.9 | 37.6 | 47.8 | 0 | 0 | YES | Jet Engine | Natural Gas | Kerosene | 0
R1347 | Helix Ravenswood, LLC | Ravenswood 2-3 (IIFO - 4/1/18) | J | 24246 | Queens | 081 | 36 | 25903 | 42.9 | 39.2 | 49.9 | 0 | 0 | YES | Jet Engine | Natural Gas | Kerosene | 0
R1348 | Helix Ravenswood, LLC | Ravenswood 2-4 (IIFO - 4/1/18) | J | 24247 | Queens | 081 | 36 | 25903 | 42.9 | 39.8 | 50.6 | 0 | 0 | YES | Jet Engine | Natural Gas | Kerosene | 0
R1349 | Helix Ravenswood, LLC | Ravenswood 3-1 (IIFO - 4/1/18) | J | 24248 | Queens | 081 | 36 | 25781 | 42.9 | 40.5 | 51.5 | 0 | 0 | YES | Jet Engine | Natural Gas | Kerosene | 0
R1350 | Helix Ravenswood, LLC | Ravenswood 3-2 (IIFO - 4/1/18) | J | 24249 | Queens | 081 | 36 | 25781 | 42.9 | 38.1 | 48.5 | 0 | 0 | YES | Jet Engine | Natural Gas | Kerosene | 0
R1351 | Helix Ravenswood, LLC | Ravenswood 3-4 (IIFO - 4/1/18) | J | 24251 | Queens | 081 | 36 | 25781 | 42.9 | 35.8 | 45.5 | 0 | 0 | YES | Jet Engine | Natural Gas | Kerosene | 0
R1381 | Long Island Power Authority | Barrett 09 | K | 23700 | Island Park | 059 | 36 | 26085 | 41.8 | 43.4 | 55.2 | 40.6 | 48.6 | YES | Jet Engine | Natural Gas | Fuel Oil | 23
R1382 | Long Island Power Authority | Barrett 10 | K | 23701 | Island Park | 059 | 36 | 26085 | 41.8 | 42.7 | 54.3 | 41.1 | 52.2 | YES | Jet Engine | Natural Gas | Fuel Oil | 16.7
R1383 | Long Island Power Authority | Barrett 11 | K | 23702 | Island Park | 059 | 36 | 26085 | 41.8 | 43.3 | 55.1 | 40.6 | 49.3 | YES | Jet Engine | Natural Gas | Fuel Oil | 38.6
R1384 | Long Island Power Authority | Barrett 12 | K | 23703 | Island Park | 059 | 36 | 26085 | 41.8 | 44 | 56 | 40.1 | 49.4 | YES | Jet Engine | Natural Gas | Fuel Oil | 30
R1057 | Bayonne Energy Center, LLC | Bayonne EC CTG1 | J | 323682 | Bayonne NJ | 017 | 34 | 41061 | 64 | 64 | 66.5 | 57.5 | 62.9 | YES | Jet Engine | Natural Gas | Kerosene | 78.1
R1058 | Bayonne Energy Center, LLC | Bayonne EC CTG2 | J | 323683 | Bayonne NJ | 017 | 34 | 41061 | 64 | 64 | 66.5 | 57.9 | 62.5 | YES | Jet Engine | Natural Gas | Kerosene | 86.6
R1059 | Bayonne Energy Center, LLC | Bayonne EC CTG3 | J | 323684 | Bayonne NJ | 017 | 34 | 41061 | 64 | 64 | 66.5 | 59.3 | 62.3 | YES | Jet Engine | Natural Gas | Kerosene | 72.4
R1060 | Bayonne Energy Center, LLC | Bayonne EC CTG4 | J | 323685 | Bayonne NJ | 017 | 34 | 41061 | 64 | 64 | 66.5 | 56.5 | 62.4 | YES | Jet Engine | Natural Gas | Kerosene | 74.3
R1061 | Bayonne Energy Center, LLC | Bayonne EC CTG5 | J | 323686 | Bayonne NJ | 017 | 34 | 41061 | 64 | 64 | 66.5 | 56.5 | 62.4 | YES | Jet Engine | Natural Gas | Kerosene | 79.8
R1062 | Bayonne Energy Center, LLC | Bayonne EC CTG6 | J | 323687 | Bayonne NJ | 017 | 34 | 41061 | 64 | 64 | 66.5 | 57.7 | 62.7 | YES | Jet Engine | Natural Gas | Kerosene | 72.1
R1063 | Bayonne Energy Center, LLC | Bayonne EC CTG7 | J | 323688 | Bayonne NJ | 017 | 34 | 41061 | 64 | 64 | 66.5 | 59.7 | 63.1 | YES | Jet Engine | Natural Gas | Kerosene | 89.9
R1064 | Bayonne Energy Center, LLC | Bayonne EC CTG8 | J | 323689 | Bayonne NJ | 017 | 34 | 41061 | 64 | 64 | 66.5 | 58.5 | 62.9 | YES | Jet Engine | Natural Gas | Kerosene | 80.7
R1065 | Bayonne Energy Center, LLC | Bayonne EC CTG9 | J | 323749 | Bayonne NJ | 017 | 34 | 43252 | 64 | 60.2 | 64.7 | 61.3 | 65.6 | YES | Jet Engine | Natural Gas | Kerosene | 65.7
R1066 | Bayonne Energy Center, LLC | Bayonne EC CTG10 | J | 323750 | Bayonne NJ | 017 | 34 | 43252 | 64 | 60.2 | 64.7 | 60.8 | 65.3 | YES | Jet Engine | Natural Gas | Kerosene | 62.5
R1416 | Long Island Power Authority | Long Island Solar Farm | K | 323691 | Upton | 103 | 36 | 40848 | 31.5 | 31.5 | 31.5 | 31.5 | 31.5 |  | Photovoltaic | Sunlight |  | 48.8
R1700 | Shoreham Solar Commons LLC | Shoreham Solar | K | 323752 | East Shoreham | 103 | 36 | 43282 | 25 | 24.9 | 24.9 | 0 | 0 |  | Photovoltaic | Sunlight |  | 0
R1458 | New York Power Authority | Gilboa 1 (IIFO - 1/1/2019) | F | 23756 | Gilboa NY | 095 | 36 | 26846 | 290 | 290.7 | 290.7 | 293.7 | 292.5 |  | Pumped Storage Hydro | Water |  | 38.7
R1459 | New York Power Authority | Gilboa 2 | F | 23757 | Gilboa NY | 095 | 36 | 26846 | 290 | 291.2 | 291.2 | 292.3 | 291.7 |  | Pumped Storage Hydro | Water |  | 216.8
R1460 | New York Power Authority | Gilboa 3 | F | 23758 | Gilboa NY | 095 | 36 | 26846 | 290 | 291.7 | 291.7 | 292.3 | 291.9 |  | Pumped Storage Hydro | Water |  | 13.1
R1461 | New York Power Authority | Gilboa 4 | F | 23759 | Gilboa NY | 095 | 36 | 26846 | 290 | 291.5 | 291.5 | 293 | 292.6 |  | Pumped Storage Hydro | Water |  | 138.2
R1481 | New York Power Authority | Lewiston PS (Fleet) | A | 23760 | Niagara Falls | 063 | 36 | 22282 | 240 | 240 | 240 | 240 | 240 |  | Pumped Storage Hydro | Water |  | 404
R1326 | Exelon Generation Company, LLC | James A. FitzPatrick | C | 23598 | Scriba | 075 | 36 | 27576 | 882 | 858.9 | 858.9 | 845.4 | 854.5 |  | Steam (BWR Nuclear) | Uranium |  | 6527.8
R1636 | Nine Mile Point Nuclear Station, LLC | Nine Mile Point 1 | C | 23575 | Scriba | 075 | 36 | 25508 | 641.8 | 630.5 | 630.5 | 631.9 | 629 |  | Steam (BWR Nuclear) | Uranium |  | 5314.8
R1637 | Nine Mile Point Nuclear Station, LLC | Nine Mile Point 2 | C | 23744 | Scriba | 075 | 36 | 32356 | 1399 | 1310 | 1310 | 1287.8 | 1299 |  | Steam (BWR Nuclear) | Uranium |  | 10119.9
R1150 | Entergy Nuclear Power Marketing LLC | Indian Point 2 | H | 23530 | Buchanan | 119 | 36 | 26877 | 1299 | 1026.5 | 1026.5 | 1016.1 | 1025.9 |  | Steam (PWR Nuclear) | Uranium |  | 8000.5
R1151 | Entergy Nuclear Power Marketing LLC | Indian Point 3 | H | 23531 | Buchanan | 119 | 36 | 27851 | 1012 | 1040.4 | 1040.4 | 1037.9 | 1039.9 |  | Steam (PWR Nuclear) | Uranium |  | 8333.5
R1671 | R.E. Ginna Nuclear Power Plant, LLC | R. E. Ginna | B | 23603 | Ontario | 117 | 36 | 25750 | 614 | 582 | 582 | 581 | 581.7 |  | Steam (PWR Nuclear) | Uranium |  | 4706.6
R1701 | Somerset Operating Company, LLC | Somerset | A | 23543 | Somerset | 063 | 36 | 30895 | 655.1 | 686.5 | 686.5 | 685.9 | 692.5 |  | Steam Turbine (Fossile) | Coal |  | 593
R1082 | Cayuga Operating Company, LLC | Cayuga 1 | C | 23584 | Lansing | 109 | 36 | 20333 | 155.3 | 154.1 | 154.1 | 151 | 151 |  | Steam Turbine (Fossile) | Coal |  | 81.6
R1083 | Cayuga Operating Company, LLC | Cayuga 2 (IIFO - 7/1/18) | C | 23585 | Lansing | 109 | 36 | 21459 | 167.2 | 154.7 | 154.7 | 0 | 0 |  | Steam Turbine (Fossile) | Coal |  | 17.4
R1006 | Astoria Generating Company L.P. | Astoria 3 | J | 23516 | Queens | 081 | 36 | 21429 | 376 | 369.9 | 369.9 | 370.2 | 373.2 | YES | Steam Turbine (Fossile) | Fuel Oil | Natural Gas | 307.3
R1007 | Astoria Generating Company L.P. | Astoria 5 | J | 23518 | Queens | 081 | 36 | 22767 | 387 | 376.3 | 376.3 | 376.9 | 384.2 | YES | Steam Turbine (Fossile) | Fuel Oil | Natural Gas | 757.8
R1353 | Helix Ravenswood, LLC | Ravenswood ST 01 | J | 23533 | Queens | 081 | 36 | 23043 | 400 | 365.1 | 365.1 | 368 | 370.2 | YES | Steam Turbine (Fossile) | Fuel Oil | Natural Gas | 598.7
R1354 | Helix Ravenswood, LLC | Ravenswood ST 02 | J | 23534 | Queens | 081 | 36 | 23132 | 400 | 391.6 | 391.6 | 374 | 375.7 | YES | Steam Turbine (Fossile) | Fuel Oil | Natural Gas | 579
R1355 | Helix Ravenswood, LLC | Ravenswood ST 03 | J | 23535 | Queens | 081 | 36 | 23894 | 1027 | 986.8 | 986.8 | 975 | 976.2 | YES | Steam Turbine (Fossile) | Fuel Oil | Natural Gas | 797.2
R1427 | Long Island Power Authority | Port Jefferson 3 | K | 23555 | Port Jefferson | 103 | 36 | 21490 | 188 | 194.5 | 194.5 | 189 | 195 | YES | Steam Turbine (Fossile) | Fuel Oil | Natural Gas | 172.7
R1122 | Consolidated Edison Energy, Inc. | Roseton 1 | G | 23587 | Newburgh | 071 | 36 | 27364 | 621 | 614.8 | 614.8 | 584.2 | 608 | YES | Steam Turbine (Fossile) | Fuel Oil | Natural Gas | 264.8
R1123 | Consolidated Edison Energy, Inc. | Roseton 2 | G | 23588 | Newburgh | 071 | 36 | 27273 | 621 | 605.7 | 605.7 | 600 | 603.5 | YES | Steam Turbine (Fossile) | Fuel Oil | Natural Gas | 251.7
R1661 | NRG Power Marketing LLC | Oswego 5 | C | 23606 | Oswego | 075 | 36 | 27791 | 901.8 | 850.3 | 850.3 | 801.7 | 827 |  | Steam Turbine (Fossile) | Fuel Oil |  | 24.4
R1662 | NRG Power Marketing LLC | Oswego 6 | C | 23613 | Oswego | 075 | 36 | 29403 | 901.8 | 835.2 | 835.2 | 815 | 827.5 | YES | Steam Turbine (Fossile) | Fuel Oil | Natural Gas | 24.9
R1428 | Long Island Power Authority | Port Jefferson 4 | K | 23616 | Port Jefferson | 103 | 36 | 22221 | 188 | 198.7 | 198.7 | 189.5 | 191.7 | YES | Steam Turbine (Fossile) | Fuel Oil | Natural Gas | 155.2
R1647 | NRG Power Marketing LLC | Arthur Kill ST 2 | J | 23512 | Staten Island | 085 | 36 | 21763 | 376.2 | 357.7 | 357.7 | 335.4 | 341.8 |  | Steam Turbine (Fossile) | Natural Gas |  | 454.4
R1648 | NRG Power Marketing LLC | Arthur Kill ST 3 | J | 23513 | Staten Island | 085 | 36 | 25355 | 535.5 | 518 | 518 | 519.4 | 522.9 |  | Steam Turbine (Fossile) | Natural Gas |  | 534.3
R1108 | Consolidated Edison Co. of NY, Inc. | East River 7 | J | 23524 | Manhattan | 061 | 36 | 20241 | 200 | 186.7 | 186.7 | 182.5 | 188.4 | YES | Steam Turbine (Fossile) | Natural Gas | Fuel Oil | 209.6
R1339 | GenOn Energy Management, LLC | Bowline 1 | G | 23526 | West Haverstraw | 087 | 36 | 26543 | 621 | 577.7 | 577.7 | 556.8 | 549.5 | YES | Steam Turbine (Fossile) | Natural Gas | Fuel Oil | 238.4
R1387 | Long Island Power Authority | Barrett ST 01 | K | 23545 | Island Park | 059 | 36 | 20760 | 188 | 200.2 | 200.2 | 197.2 | 197.2 | YES | Steam Turbine (Fossile) | Natural Gas | Fuel Oil | 566.9
R1388 | Long Island Power Authority | Barrett ST 02 | K | 23546 | Island Park | 059 | 36 | 23285 | 188 | 197.5 | 197.5 | 187.7 | 193 | YES | Steam Turbine (Fossile) | Natural Gas | Fuel Oil | 721.4
R1417 | Long Island Power Authority | Northport 1 | K | 23551 | Northport | 103 | 36 | 24654 | 387 | 395 | 395 | 397.2 | 395 | YES | Steam Turbine (Fossile) | Natural Gas | Fuel Oil | 340.3
R1418 | Long Island Power Authority | Northport 2 | K | 23552 | Northport | 103 | 36 | 24990 | 387 | 396 | 396 | 399.7 | 397.5 | YES | Steam Turbine (Fossile) | Natural Gas | Fuel Oil | 665.4
R1419 | Long Island Power Authority | Northport 3 | K | 23553 | Northport | 103 | 36 | 26481 | 387 | 399.2 | 399.2 | 397.7 | 395 | YES | Steam Turbine (Fossile) | Natural Gas | Fuel Oil | 932.1
R1145 | Emera Energy U.S. Sub. No. 1, Inc. | Greenidge 4 | C | 23583 | Torrey | 123 | 36 | 19694 | 112.5 | 106.3 | 106.3 | 104 | 104 |  | Steam Turbine (Fossile) | Natural Gas | Wood | 202.4
R1115 | Consolidated Edison Energy, Inc. | Danskammer 1 | G | 23586 | Newburgh | 071 | 36 | 18963 | 72 | 69 | 69 | 69.6 | 69 | YES | Steam Turbine (Fossile) | Natural Gas | Fuel Oil | 2.7
R1116 | Consolidated Edison Energy, Inc. | Danskammer 2 | G | 23589 | Newburgh | 071 | 36 | 19968 | 73.5 | 64.7 | 64.7 | 65.1 | 67 | YES | Steam Turbine (Fossile) | Natural Gas | Fuel Oil | 2.7
R1117 | Consolidated Edison Energy, Inc. | Danskammer 3 | G | 23590 | Newburgh | 071 | 36 | 21824 | 147.1 | 139.2 | 139.2 | 136.7 | 140.6 |  | Steam Turbine (Fossile) | Natural Gas |  | 14.2
R1118 | Consolidated Edison Energy, Inc. | Danskammer 4 | G | 23591 | Newburgh | 071 | 36 | 24716 | 239.4 | 238.2 | 238.2 | 224 | 228.7 |  | Steam Turbine (Fossile) | Natural Gas |  | 10.9
R1340 | GenOn Energy Management, LLC | Bowline 2 | G | 23595 | West Haverstraw | 087 | 36 | 27150 | 621 | 567.4 | 567.4 | 547.5 | 567.9 | YES | Steam Turbine (Fossile) | Natural Gas | Fuel Oil | 229.3
R1420 | Long Island Power Authority | Northport 4 | K | 23650 | Northport | 103 | 36 | 28460 | 387 | 399.2 | 399.2 | 380 | 373.7 | YES | Steam Turbine (Fossile) | Natural Gas | Fuel Oil | 746.1
R1107 | Consolidated Edison Co. of NY, Inc. | East River 6 | J | 23660 | Manhattan | 061 | 36 | 18933 | 156.2 | 144.3 | 144.3 | 145.3 | 147.1 | YES | Steam Turbine (Fossile) | Natural Gas | Fuel Oil | 511.6
R1005 | Astoria Generating Company L.P. | Astoria 2 | J | 24149 | Queens | 081 | 36 | 19784 | 180 | 177 | 177 | 172.4 | 170.5 |  | Steam Turbine (Fossile) | Natural Gas |  | 12.6
R1369 | Jamestown Board of Public Utilities | Jamestown 5 | A | 1658 | Jamestown | 013 | 36 | 18841 | 28.7 | 23 | 23 | 22 | 21.6 |  | Steam Turbine (Fossile) | Natural Gas | Coal | 0.8
R1370 | Jamestown Board of Public Utilities | Jamestown 6 | A | 1658 | Jamestown | 013 | 36 | 25051 | 25 | 22.4 | 22.4 | 19 | 18.8 |  | Steam Turbine (Fossile) | Natural Gas | Coal | 23.7
R1596 | Niagara Mohawk Power Corp. | Laidlaw Energy | A | 23774 | Ellicottville | 009 | 36 | 33420 | 2.4 | 0 | 0 | 0 | 0 |  | Steam Turbine (Fossile) | Natural Gas |  | 0
R1129 | Covanta Niagara, LP | American Ref-Fuel 1 | A | 24010 | Niagara | 063 | 36 | 34090 | 25 | 19.6 | 19.6 | 15.6 | 16.1 |  | Steam Turbine (Fossile) | Refuse (Solid Waste) |  | 107.2
R1130 | Covanta Niagara, LP | American Ref-Fuel 2 | A | 24010 | Niagara | 063 | 36 | 34090 | 25 | 19.6 | 19.6 | 15.6 | 16.1 |  | Steam Turbine (Fossile) | Refuse (Solid Waste) |  | 107.2
R1609 | Niagara Mohawk Power Corp. | Oswego County | C | 23634 | Oswego | 075 | 36 | 31472 | 3.6 | 0 | 0 | 0 | 0 |  | Steam Turbine (Fossile) | Refuse (Solid Waste) |  | 4.3
R1403 | Long Island Power Authority | Hempstead (RR) | K | 23647 | Hempstead | 059 | 36 | 32782 | 78.6 | 73.7 | 73.7 | 72.8 | 74.7 |  | Steam Turbine (Fossile) | Refuse (Solid Waste) |  | 594.1
R1709 | Wheelabrator Westchester, LP | Wheelabrator Westchester | H | 23653 | Peekskill | 119 | 36 | 30773 | 59.7 | 53.5 | 53.5 | 52 | 51.6 |  | Steam Turbine (Fossile) | Refuse (Solid Waste) |  | 392
R1089 | Central Hudson Gas & Elec. Corp. | DCRRA | G | 23765 | Poughkeepsie | 027 | 36 | 32021 | 9.2 | 8.8 | 8.8 | 6.2 | 6.9 |  | Steam Turbine (Fossile) | Refuse (Solid Waste) |  | 23.4
R1708 | Wheelabrator Hudson Falls, LLC | Wheelabrator Hudson Falls | F | 23798 | Hudson Falls | 115 | 36 | 33512 | 14.4 | 12.7 | 12.7 | 10.5 | 11 |  | Steam Turbine (Fossile) | Refuse (Solid Waste) |  | 76.8
R1537 | Niagara Mohawk Power Corp. | Onondaga County | C | 23987 | North Syracuse | 067 | 36 | 34669 | 39.5 | 32.6 | 32.6 | 0 | 0 |  | Steam Turbine (Fossile) | Refuse (Solid Waste) |  | 216.8
R1415 | Long Island Power Authority | Islip (RR) | K | 323679 | Ronkonkoma | 103 | 36 | 32933 | 12.5 | 11.2 | 11.2 | 8.3 | 8.5 |  | Steam Turbine (Fossile) | Refuse (Solid Waste) |  | 55.7
R1375 | Long Island Power Authority | Babylon (RR) | K | 323704 | Babylon | 103 | 36 | 32599 | 17 | 15.5 | 15.5 | 14.6 | 14.6 |  | Steam Turbine (Fossile) | Refuse (Solid Waste) |  | 112.1
R1414 | Long Island Power Authority | Huntington (RR) | K | 323705 | Huntington | 103 | 36 | 33573 | 28 | 24.7 | 24.7 | 24 | 24.1 |  | Steam Turbine (Fossile) | Refuse (Solid Waste) |  | 188.8
R1672 | ReEnergy Black River LLC | Fort Drum | E | 23780 | Watertown | 045 | 36 | 41424 | 55.5 | 55.6 | 55.6 | 0 | 0 |  | Steam Turbine (Fossile) | Wood | Fuel Oil | 203.4
R1445 | Lyonsdale Biomass, LLC | Lyonsdale (IIFO - 4/1/18) | E | 23803 | Lyonsdale | 049 | 36 | 33817 | 21.1 | 20.2 | 20.2 | 0 | 0 |  | Steam Turbine (Fossile) | Wood |  | 0
R1078 | Canandaigua Power Partners, LLC | Canandaigua Wind Power | C | 323617 | Avoca | 101 | 36 | 39787 | 125 | 125 | 125 | 125 | 125 |  | Wind Turbine | Wind |  | 245.5
R1079 | Canastota Windpower LLC | Fenner Wind Power | C | 24204 | Fenner | 053 | 36 | 37226 | 30 | 0 | 0 | 0 | 0 |  | Wind Turbine | Wind |  | 54.5
R1120 | Consolidated Edison Energy, Inc. | Munnsville Wind Power | E | 323609 | Bouckville | 053 | 36 | 39314 | 34.5 | 34.5 | 34.5 | 34.5 | 34.5 |  | Wind Turbine | Wind |  | 58.2
R1142 | EDF Renewable Energy | Copenhagen Wind Farm | E | 323753 | Copenhagen | 049 | 36 | 43435 | 79.9 | 79.9 | 79.9 | 0 | 0 |  | Wind Turbine | Wind |  | 8.2
R1143 | EDP Renewables NA | Arkwright Summit Wind Farm | A | 323751 | Arkwright | 013 | 36 | 43344 | 78.4 | 0 | 0 | 0 | 0 |  | Wind Turbine | Wind |  | 82
R1323 | Erie Wind, LLC | Erie Wind | A | 323693 | Lackawanna | 029 | 36 | 40940 | 15 | 0 | 0 | 0 | 0 |  | Wind Turbine | Wind |  | 26.2
R1332 | Flat Rock Windpower II, LLC | Maple Ridge Wind 2 | E | 323611 | Lowville | 049 | 36 | 39417 | 90.8 | 90.7 | 90.7 | 90.8 | 90.8 |  | Wind Turbine | Wind |  | 203.2
R1333 | Flat Rock Windpower, LLC | Maple Ridge Wind 1 | E | 323574 | Lowville | 049 | 36 | 38718 | 231 | 231 | 231 | 231 | 231 |  | Wind Turbine | Wind |  | 536
R1341 | Hardscrabble Wind Power LLC | Hardscrabble Wind | E | 323673 | Fairfield | 043 | 36 | 40575 | 74 | 74 | 74 | 74 | 74 |  | Wind Turbine | Wind |  | 176.8
R1356 | Howard Wind LLC | Howard Wind | C | 323690 | Howard | 101 | 36 | 40878 | 55.4 | 57.4 | 57.4 | 55.4 | 55.4 |  | Wind Turbine | Wind |  | 125.1
R1372 | Jericho Rise Wind Farm LLC | Jericho Rise Wind Farm | D | 323719 | Chateaugay | 033 | 36 | 42705 | 77.7 | 77.7 | 77.7 | 77.7 | 77.7 |  | Wind Turbine | Wind |  | 226.1
R1446 | Madison Windpower, LLC | Madison Wind Power | E | 24146 | Madison | 053 | 36 | 36770 | 11.55 | 11.5 | 11.5 | 11.6 | 11.6 |  | Wind Turbine | Wind |  | 18.7
R1447 | Marble River LLC | Marble River Wind | D | 323696 | Ellenburg | 019 | 36 | 41091 | 215.2 | 215.2 | 215.2 | 215.2 | 215.2 |  | Wind Turbine | Wind |  | 488.9
R1448 | Marsh Hill Energy LLC | Marsh Hill Wind Farm | C | 323713 | Jasper | 101 | 36 | 41974 | 16.2 | 0 | 0 | 0 | 0 |  | Wind Turbine | Wind |  | 46.4
R1635 | Niagara Wind Power, LLC | Steel Wind | A | 323596 | Lackawanna | 029 | 36 | 39105 | 20 | 0 | 0 | 0 | 0 |  | Wind Turbine | Wind |  | 46.9
R1638 | Noble Altona Windpark, LLC | Altona Wind Power | D | 323606 | Altona | 019 | 36 | 39714 | 97.5 | 97.5 | 97.5 | 97.5 | 97.5 |  | Wind Turbine | Wind |  | 168.6
R1639 | Noble Bliss Windpark, LLC | Bliss Wind Power | A | 323608 | Bliss | 121 | 36 | 39527 | 100.5 | 100.5 | 100.5 | 100.5 | 100.5 |  | Wind Turbine | Wind |  | 192.8
R1640 | Noble Chateaugay Windpark, LLC | Chateaugay Wind Power | D | 323614 | Chateaugay | 033 | 36 | 39728 | 106.5 | 106.5 | 106.5 | 106.5 | 106.5 |  | Wind Turbine | Wind |  | 190.9
R1641 | Noble Clinton Windpark 1, LLC | Clinton Wind Power | D | 323605 | Clinton | 019 | 36 | 39547 | 100.5 | 100.5 | 100.5 | 100.5 | 100.5 |  | Wind Turbine | Wind |  | 146.9
R1642 | Noble Ellenburg Windpark, LLC | Ellenburg Wind Power | D | 323604 | Ellenburg | 019 | 36 | 39538 | 81 | 81 | 81 | 81 | 81 |  | Wind Turbine | Wind |  | 144
R1643 | Noble Wethersfield Windpark, LLC | Wethersfield Wind Power | C | 323626 | Wethersfield | 121 | 36 | 39793 | 126 | 126 | 126 | 126 | 126 |  | Wind Turbine | Wind |  | 257.3
R1699 | Sheldon Energy LLC | High Sheldon Wind Farm | C | 323625 | Sheldon | 121 | 36 | 39845 | 118.1 | 112.5 | 112.5 | 118.1 | 118.1 |  | Wind Turbine | Wind |  | 247.7
R1703 | Stony Creek Energy LLC | Orangeville Wind Farm | C | 323706 | Orangeville | 121 | 36 | 41609 | 93.9 | 94.4 | 94.4 | 93.9 | 93.9 |  | Wind Turbine | Wind |  | 289.6
R1707 | Western New York Wind Corp. | Western NY Wind Power | B | 24143 | Wethersfield | 121 | 36 | 36800 | 6.6 | 0 | 0 | 0 | 0 |  | Wind Turbine | Wind |  | 4.6
|  |  | count | 708 | sum |  |  | SUM | 45091.7 | 41127.4 | 44177.8 | 39294.5 | 41790.4 | 0 |  |  |  | 135585.2
This chart isn't available in your version of Excel. Editing this shape or saving this workbook into a different file format will permanently break the chart.
This chart isn't available in your version of Excel. Editing this shape or saving this workbook into a different file format will permanently break the chart.
This chart isn't available in your version of Excel. Editing this shape or saving this workbook into a different file format will permanently break the chart.
This chart isn't available in your version of Excel. Editing this shape or saving this workbook into a different file format will permanently break the chart.
This chart isn't available in your version of Excel. Editing this shape or saving this workbook into a different file format will permanently break the chart.
This chart isn't available in your version of Excel. Editing this shape or saving this workbook into a different file format will permanently break the chart.
This chart isn't available in your version of Excel. Editing this shape or saving this workbook into a different file format will permanently break the chart.
This chart isn't available in your version of Excel. Editing this shape or saving this workbook into a different file format will permanently break the chart.
This chart isn't available in your version of Excel. Editing this shape or saving this workbook into a different file format will permanently break the chart.
This chart isn't available in your version of Excel. Editing this shape or saving this workbook into a different file format will permanently break the chart.
This chart isn't available in your version of Excel. Editing this shape or saving this workbook into a different file format will permanently break the chart.
This chart isn't available in your version of Excel. Editing this shape or saving this workbook into a different file format will permanently break the chart.

## 2019 thermal
| Billing Organization | NYISO name | Zone | PTID | Town | County | State | In-Service Date | Name Plate Rating (MW) | 2019 CRIS Summer (MW) | 2019 CRIS Winter (MW) | 2019 Capability Summer (MW) | 2019 Capability Winter (MW) | Dual Fuel | Unit Type | Fuel Type (primary) | Fuel Type (secondary) | 2018 Net Energy (GWh)
R1693 | Seneca Power Partners, L.P. | Allegany | B | 23514 | Hume | 003 | 36 | 34759 | 67 | 62.9 | 82.2 | 61.4 | 63.4 |  | Combined Cycle | Natural Gas |  | 35.7
R1104 | Consolidated Edison Co. of NY, Inc. | Brooklyn Navy Yard | J | 23515 | Brooklyn | 047 | 36 | 35370 | 322 | 266.9 | 348.6 | 266.8 | 311.3 | YES | Combined Cycle | Natural Gas | Fuel Oil | 1964.7 | Unit Type | Fuel Type (Primary) | Count | Name Plate Rating (MW) | 2019 CRIS Summer (MW) | 2019 CRIS Winter (MW) | 2019 Capability Summer (MW) | 2019 Capability Winter (MW) | 2018 Net Energy (GWh)
R1451 | New Athens Generating Company, LLC | Athens 1 | F | 23668 | Athens | 039 | 36 | 38108 | 441 | 316.6 | 399.9 | 331 | 395.1 | YES | Combined Cycle | Natural Gas | Fuel Oil | 1450.1 | Combined Cycle | Natural Gas | 49 | 242.002 | 207.098 | 247.6429 | 203.7694 | 233.4347 | 868.6429
R1452 | New Athens Generating Company, LLC | Athens 2 | F | 23670 | Athens | 039 | 36 | 38108 | 441 | 315.6 | 398.6 | 328.8 | 399 | YES | Combined Cycle | Natural Gas | Fuel Oil | 879.8 | Combustion Turbine | Fuel Oil | 62 | 26.1177 | 24.0484 | 30.9677 | 22.1613 | 29.479 | 1.9677
R1453 | New Athens Generating Company, LLC | Athens 3 | F | 23677 | Athens | 039 | 36 | 38108 | 441 | 312.8 | 395.1 | 329 | 395 | YES | Combined Cycle | Natural Gas | Fuel Oil | 1292.1 | Combustion Turbine | Kerosene | 9 | 18.2556 | 17.4778 | 22.0111 | 15.6778 | 18.4667 | 0.23333
R1357 | Indeck Energy Services of Silver Springs | Indeck-Silver Springs | C | 23768 | Silver Springs | 121 | 36 | 33329 | 56.6 | 51.5 | 66.1 | 49.5 | 63.9 | YES | Combined Cycle | Natural Gas | Fuel Oil | 78.3 | Combustion Turbine | Natural Gas | 35 | 37.1143 | 32.5143 | 35.0886 | 29.8 | 31.7886 | 30.7686
R1698 | Seneca Power Partners, L.P. | Sterling | E | 23777 | Sherrill | 065 | 36 | 33390 | 65.3 | 57.4 | 72.1 | 50.9 | 62.5 |  | Combined Cycle | Natural Gas |  | 26.2 | Internal Combustion | Fuel Oil | 22 | 2.95 | 2.35 | 2.35 | 2.2273 | 2.3273 | 0.19091
R1361 | Indeck-Yerkes LP | Indeck-Yerkes | A | 23781 | Tonawanda | 029 | 36 | 32905 | 59.9 | 49.7 | 60.5 | 48 | 55.7 | YES | Combined Cycle | Natural Gas | Fuel Oil | 60.5 | Internal Combustion | Methane (Bio Gas) | 32 | 4.2781 | 3.35 | 3.35 | 3.3531 | 3.3531 | 20.2375
R1360 | Indeck-Oswego LP | Indeck-Oswego | C | 23783 | Oswego | 075 | 36 | 32994 | 57.4 | 51.6 | 66.7 | 49.8 | 60 | YES | Combined Cycle | Natural Gas | Fuel Oil | 63.9 | Internal Combustion | Natural Gas | 10 | 1.94 | 1.11 | 1.11 | 0 | 0 | 0.17
R1144 | Emera Energy Services, Inc | Lockport | A | 23791 | Lockport | 063 | 36 | 33786 | 221.3 | 225.2 | 261.7 | 210.8 | 230.8 | YES | Combined Cycle | Natural Gas | Fuel Oil | 444.9 | Jet Engine | Fuel Oil | 13 | 50.8385 | 49.2154 | 61.5385 | 47.6615 | 57 | 6.1154
R1705 | TransAlta Energy Marketing (U.S.) Inc. | Saranac Energy | D | 23793 | Plattsburgh | 019 | 36 | 34486 | 285.6 | 253.7 | 298.4 | 249.8 | 276.2 |  | Combined Cycle | Natural Gas |  | 70.8 | Jet Engine | Kerosene | 15 | 44.5667 | 40.08 | 49.9467 | 34.0333 | 43.2067 | 3.6067
R1467 | New York Power Authority | Flynn | K | 23794 | Holtsville | 103 | 36 | 34455 | 170 | 135.5 | 168.4 | 138.6 | 162.7 | YES | Combined Cycle | Natural Gas | Fuel Oil | 636.1 | Jet Engine | Natural Gas | 24 | 52.35 | 50.0708 | 58.2208 | 36.3042 | 40.6708 | 42.175
R1121 | Consolidated Edison Energy, Inc. | Rensselaer | F | 23796 | Rensselaer | 083 | 36 | 34304 | 96.9 | 79 | 79 | 77 | 82.7 | YES | Combined Cycle | Natural Gas | Fuel Oil | 4.2 | Steam Turbine (Fossile) | Coal | 3 | 325.8667 | 331.7667 | 331.7667 | 278.9667 | 281.1667 | 230.6667
R1125 | Consolidated Edison Energy, Inc. | Selkirk-II | F | 23799 | Selkirk | 001 | 36 | 34578 | 338.8 | 291.3 | 380.5 | 281 | 333.1 | YES | Combined Cycle | Natural Gas | Fuel Oil | 389.2 | Steam Turbine (Fossile) | Fuel Oil | 11 | 546.5091 | 526.2636 | 526.2636 | 513.0455 | 521.1091 | 357.6091
R1124 | Consolidated Edison Energy, Inc. | Selkirk-I | F | 23801 | Selkirk | 001 | 36 | 33664 | 107.2 | 82.1 | 107.2 | 80.3 | 105.5 | YES | Combined Cycle | Natural Gas | Fuel Oil | 25.1 | Steam Turbine (Fossile) | Natural Gas | 21 | 253.0714 | 246.6048 | 246.6048 | 240.9143 | 242.3429 | 305.7048
R1358 | Indeck-Corinth LP | Indeck-Corinth | F | 23802 | Corinth | 091 | 36 | 34881 | 147 | 131.2 | 134 | 130.7 | 135.2 | YES | Combined Cycle | Natural Gas | Fuel Oil | 694.2 | Steam Turbine (Fossile) | Refuse (Solid Waste) | 11 | 28.4091 | 24.7182 | 24.7182 | 19.9636 | 20.3273 | 187.84
R1075 | Calpine Energy Services LP | KIAC_JFK_GT1 | J | 23816 | Jamaica | 081 | 36 | 34731 | 60.6 | 58.7 | 58.7 | 57.5 | 60.8 | YES | Combined Cycle | Natural Gas | Fuel Oil | 603.1 | Steam Turbine (Fossile) | Wood | 2 | 38.3 | 37.9 | 37.9 | 0 | 0 | 101.7
R1076 | Calpine Energy Services LP | KIAC_JFK_GT2 | J | 23817 | Jamaica | 081 | 36 | 34731 | 60.6 | 58.3 | 58.3 | 56.4 | 59.4 | YES | Combined Cycle | Natural Gas | Fuel Oil | 0 |  | sum | 319
R1352 | Helix Ravenswood, LLC | Ravenswood CC 04 | J | 23820 | Queens | 081 | 36 | 38108 | 250 | 231.2 | 276.7 | 221.8 | 272.5 | YES | Combined Cycle | Natural Gas | Fuel Oil | 1347.4 |  |  |  | average
R1073 | Calpine Energy Services LP | Bethpage | K | 23823 | Hicksville | 059 | 36 | 32752 | 83.6 | 54.9 | 55.1 | 51.5 | 59.7 |  | Combined Cycle | Natural Gas |  | 262 | Percentage | Unit Type | Count | Name Plate Rating (MW) | 2019 CRIS Summer (MW) | 2019 CRIS Winter (MW) | 2019 Capability Summer (MW) | 2019 Capability Winter (MW) | 2018 Net Energy (GWh)
R1695 | Seneca Power Partners, L.P. | Carthage Energy | E | 23857 | Carthage | 045 | 36 | 33451 | 62.9 | 59 | 70.6 | 56.3 | 64.5 | YES | Combined Cycle | Natural Gas | Fuel Oil | 19.9 | 15.36% | Combined Cycle | 49 | 242.002 | 207.098 | 247.6429 | 203.7694 | 233.4347 | 868.6429
R1081 | Castleton Power, LLC | Castleton Energy Center | F | 23900 | Castleton | 083 | 36 | 33604 | 72 | 69 | 86.6 | 68.3 | 78.7 | YES | Combined Cycle | Natural Gas | Fuel Oil | 131.2 | 33.23% | Combustion Turbine | 106 | 29.0811 | 26.2858 | 31.5679 | 24.133 | 29.3066 | 11.3302
R1119 | Consolidated Edison Energy, Inc. | Massena | D | 23902 | Massena | 089 | 36 | 33786 | 102.1 | 82.2 | 107.9 | 81.2 | 92.3 | YES | Combined Cycle | Natural Gas | Fuel Oil | 1.7 | 20.06% | Internal Combustion | 64 | 3.4562 | 2.6562 | 2.6562 | 2.4422 | 2.4766 | 10.2109
R1134 | Dynegy Marketing and Trade, LLC | Independence | C | 23970 | Scriba | 075 | 36 | 34639 | 1254 | 956.4 | 1130.9 | 988 | 1130.9 |  | Combined Cycle | Natural Gas |  | 4912.1 | 16.3% | Jet Engine | 52 | 49.7269 | 46.975 | 56.6635 | 38.4885 | 45.4846 | 22.0346
R1359 | Indeck-Olean LP | Indeck-Olean | A | 23982 | Olean | 009 | 36 | 34304 | 90.6 | 79.4 | 88.5 | 76.8 | 88 | YES | Combined Cycle | Natural Gas | Fuel Oil | 126.8 | 15.05% | Steam Turbine (Fossile) | 48 | 264.4333 | 256.4708 | 256.4708 | 244.9833 | 247.6771 | 279.3043
R1113 | Consolidated Edison Energy, Inc. | Beaver Falls | E | 23983 | Beaver Falls | 049 | 36 | 34759 | 107.8 | 80.2 | 94.9 | 81.3 | 91.7 | YES | Combined Cycle | Natural Gas | Fuel Oil | 10.8
R1126 | Consolidated Edison Energy, Inc. | Syracuse | C | 23985 | Syracuse | 067 | 36 | 34213 | 102.7 | 86.8 | 107.3 | 85.3 | 98.9 | YES | Combined Cycle | Natural Gas | Fuel Oil | 32.5 | Percentage | Fuel Type (Primary) | Count | Name Plate Rating (MW) | 2019 CRIS Summer (MW) | 2019 CRIS Winter (MW) | 2019 Capability Summer (MW) | 2019 Capability Winter (MW) | 2018 Net Energy (GWh)
R1694 | Seneca Power Partners, L.P. | Batavia | B | 24024 | Batavia | 037 | 36 | 33756 | 67.3 | 57.1 | 71.7 | 48.8 | 60.1 |  | Combined Cycle | Natural Gas |  | 35.3 | 43.57% | Natural Gas | 139 | 142.0676 | 127.1748 | 143.523 | 122.0014 | 133.9295 | 367.4396
R1146 | Emera Energy Services Sub. No. 3 LLC | Fortistar - N.Tonawanda | A | 24026 | N Tonawanda | 029 | 36 | 34121 | 68.5 | 59 | 75 | 59.1 | 68.5 | YES | Combined Cycle | Natural Gas | Fuel Oil | 24.1 | 33.86% | Fuel Oil | 108 | 77.3769 | 73.8093 | 79.2648 | 71.1676 | 77.3343 | 38.3278
R1080 | Carr Street Generating Station LP | Carr St.-E. Syr | C | 24060 | Dewitt | 067 | 36 | 34182 | 122.6 | 89 | 116.8 | 93.2 | 106.1 | YES | Combined Cycle | Natural Gas | Fuel Oil | 150.5 | 7.524% | Kerosene | 24 | 34.7 | 31.6042 | 39.4708 | 27.15 | 33.9292 | 2.3417
R1105 | Consolidated Edison Co. of NY, Inc. | East River 1 | J | 323558 | Manhattan | 061 | 36 | 38443 | 185 | 160.5 | 199 | 154.7 | 200.3 | YES | Combined Cycle | Natural Gas | Kerosene | 1141.4 | 10.03% | Methane (Bio Gas) | 32 | 4.2781 | 3.35 | 3.35 | 3.3531 | 3.3531 | 20.2375
R1106 | Consolidated Edison Co. of NY, Inc. | East River 2 | J | 323559 | Manhattan | 061 | 36 | 38447 | 185 | 162.4 | 201.4 | 153.1 | 197.3 | YES | Combined Cycle | Natural Gas | Kerosene | 1092.8 | 0.9404% | Coal | 3 | 325.8667 | 331.7667 | 331.7667 | 278.9667 | 281.1667 | 230.6667
R1426 | Long Island Power Authority | Pinelawn Power 1 | K | 323563 | Babylon | 103 | 36 | 38504 | 82 | 78 | 78 | 75.5 | 77.9 | YES | Combined Cycle | Natural Gas | Kerosene | 162.2 | 3.448% | Refuse (Solid Waste) | 11 | 28.4091 | 24.7182 | 24.7182 | 19.9636 | 20.3273 | 187.84
R1389 | Long Island Power Authority | Bethpage 3 | K | 323564 | Hicksville | 059 | 36 | 38473 | 96 | 79.9 | 91.4 | 76.5 | 77.9 |  | Combined Cycle | Natural Gas |  | 121.8 | 0.627% | Wood | 2 | 38.3 | 37.9 | 37.9 | 0 | 0 | 101.7
R1456 | New York Power Authority | Astoria CC 1 | J | 323568 | Queens | 081 | 36 | 38718 | 288 | 246.2 | 270.2 | 235.4 | 260 | YES | Combined Cycle | Natural Gas | Fuel Oil | 2140.4
R1457 | New York Power Authority | Astoria CC 2 | J | 323569 | Queens | 081 | 36 | 38718 | 288 | 246.2 | 270.2 | 235.4 | 260 | YES | Combined Cycle | Natural Gas | Fuel Oil | 0
R1670 | PSEG Energy Resource & Trade, LLC | Bethlehem Energy Center | F | 323570 | Bethlehem | 001 | 36 | 38534 | 893.1 | 835 | 924.8 | 814.6 | 908.5 | YES | Combined Cycle | Natural Gas | Fuel Oil | 5142.1
R1003 | Astoria Energy, LLC | Astoria East Energy - CC1 | J | 323581 | Queens | 081 | 36 | 38808 | 320 | 292.6 | 355.3 | 290.1 | 332.5 | YES | Combined Cycle | Natural Gas | Fuel Oil | 3584.2
R1004 | Astoria Energy, LLC | Astoria East Energy - CC2 | J | 323582 | Queens | 081 | 36 | 38808 | 320 | 292.6 | 355.3 | 290.1 | 332.5 | YES | Combined Cycle | Natural Gas | Fuel Oil | 0
R1390 | Long Island Power Authority | Caithness_CC_1 | K | 323624 | Brookhaven | 103 | 36 | 40026 | 375 | 315.6 | 389.8 | 325.9 | 362.3 | YES | Combined Cycle | Natural Gas | Fuel Oil | 2478.2
R1147 | Empire Generating Co, LLC | EMPIRE_CC_1 | F | 323656 | Rensselaer | 083 | 36 | 40423 | 335 | 294.2 | 360.2 | 299.8 | 333 | YES | Combined Cycle | Natural Gas | Fuel Oil | 1355.4
R1148 | Empire Generating Co, LLC | EMPIRE_CC_2 | F | 323658 | Rensselaer | 083 | 36 | 40423 | 335 | 298.2 | 365.1 | 299.8 | 333 | YES | Combined Cycle | Natural Gas | Fuel Oil | 843.1
R1001 | Astoria Energy II, LLC | Astoria Energy 2 - CC3 | J | 323677 | Queens | 081 | 36 | 40725 | 330 | 288 | 376.3 | 286.5 | 331.8 | YES | Combined Cycle | Natural Gas | Fuel Oil | 2750.3
R1002 | Astoria Energy II, LLC | Astoria Energy 2 - CC4 | J | 323678 | Queens | 081 | 36 | 40725 | 330 | 288 | 376.3 | 286.5 | 331.8 | YES | Combined Cycle | Natural Gas | Fuel Oil | 0
R1149 | ENGIE Energy Marketing NA, Inc. | Nassau Energy Corporation | K | 323695 | Garden City | 059 | 36 | 33298 | 55 | 51.6 | 60.1 | 43.7 | 53.9 | YES | Combined Cycle | Natural Gas | Fuel Oil | 331
R1131 | CPV Valley, LLC | CPV_VALLEY___CC1 | G | 323721 | Wawayanda | 071 | 36 | 43160 | 385 | 340 | 380.5 | 309.3 | 377.8 | YES | Combined Cycle | Natural Gas | Fuel Oil | 686.8
R1132 | CPV Valley, LLC | CPV_VALLEY___CC2 | G | 323722 | Wawayanda | 071 | 36 | 43160 | 385 | 340 | 380.5 | 312.4 | 377.2 | YES | Combined Cycle | Natural Gas | Fuel Oil | 667.3
R1440 | Long Island Power Authority | Wading River 1 | K | 23522 | Shoreham | 103 | 36 | 32721 | 79.5 | 81.2 | 106.1 | 78.1 | 99.9 |  | Combustion Turbine | Fuel Oil |  | 4.2
R1441 | Long Island Power Authority | Wading River 2 | K | 23547 | Shoreham | 103 | 36 | 32721 | 79.5 | 81.3 | 106.2 | 75.8 | 98 |  | Combustion Turbine | Fuel Oil |  | 1.3
R1442 | Long Island Power Authority | Wading River 3 | K | 23601 | Shoreham | 103 | 36 | 32721 | 79.5 | 81.3 | 106.2 | 78.6 | 99.4 |  | Combustion Turbine | Fuel Oil |  | 7.4
R1398 | Long Island Power Authority | Glenwood GT 02 | K | 23688 | Glenwood | 059 | 36 | 26451 | 55 | 52.7 | 68.8 | 51.4 | 61.7 |  | Combustion Turbine | Fuel Oil |  | 2.1
R1399 | Long Island Power Authority | Glenwood GT 03 | K | 23689 | Glenwood | 059 | 36 | 26451 | 55 | 54.7 | 71.5 | 52.9 | 68 |  | Combustion Turbine | Fuel Oil |  | 2.5
R1443 | Long Island Power Authority | West Babylon 4 | K | 23714 | West Babylon | 103 | 36 | 26146 | 52.4 | 49 | 64 | 48.9 | 64.8 |  | Combustion Turbine | Fuel Oil |  | 1.9
R1435 | Long Island Power Authority | Shoreham GT3 | K | 24213 | Shoreham | 103 | 36 | 37469 | 50 | 45.4 | 45.4 | 43.2 | 46.7 |  | Combustion Turbine | Fuel Oil |  | 4.1
R1436 | Long Island Power Authority | Shoreham GT4 | K | 24214 | Shoreham | 103 | 36 | 37469 | 50 | 43.9 | 43.9 | 42.8 | 45.6 |  | Combustion Turbine | Fuel Oil |  | 4
R1371 | Jamestown Board of Public Utilities | Jamestown 7 | A | 1659 | Jamestown | 013 | 36 | 37257 | 47.3 | 40 | 40 | 40.9 | 46.2 |  | Combustion Turbine | Natural Gas |  | 109.8
R1385 | Long Island Power Authority | Barrett GT 01 | K | 23704 | Island Park | 059 | 36 | 25720 | 18 | 18.1 | 23.6 | 18.4 | 20.1 | YES | Combustion Turbine | Natural Gas | Fuel Oil | 3.9
R1386 | Long Island Power Authority | Barrett GT 02 | K | 23705 | Island Park | 059 | 36 | 25720 | 18 | 17.4 | 22.7 | 17 | 19.3 | YES | Combustion Turbine | Natural Gas | Fuel Oil | 3.9
R1376 | Long Island Power Authority | Barrett 03 | K | 23706 | Island Park | 059 | 36 | 25720 | 18 | 17.9 | 23.4 | 16.1 | 19.9 | YES | Combustion Turbine | Natural Gas | Fuel Oil | 6.5
R1377 | Long Island Power Authority | Barrett 04 | K | 23707 | Island Park | 059 | 36 | 25750 | 18 | 17.7 | 23.1 | 17.8 | 20.8 | YES | Combustion Turbine | Natural Gas | Fuel Oil | 9.3
R1378 | Long Island Power Authority | Barrett 05 | K | 23708 | Island Park | 059 | 36 | 25750 | 18 | 17.8 | 23.3 | 18.4 | 20.1 | YES | Combustion Turbine | Natural Gas | Fuel Oil | 7
R1379 | Long Island Power Authority | Barrett 06 | K | 23709 | Island Park | 059 | 36 | 25750 | 18 | 17.8 | 23.3 | 17 | 19.4 | YES | Combustion Turbine | Natural Gas | Fuel Oil | 4.6
R1380 | Long Island Power Authority | Barrett 08 | K | 23711 | Island Park | 059 | 36 | 25750 | 18 | 17.3 | 22.6 | 17.6 | 20.2 | YES | Combustion Turbine | Natural Gas | Fuel Oil | 4.6
R1704 | Tenaska Power Services Co. | Freeport CT 1 | K | 23764 | Freeport | 059 | 36 | 38139 | 60 | 48.3 | 51.3 | 45.7 | 46.4 | YES | Combustion Turbine | Natural Gas | Fuel Oil | 36.7
R1338 | Freeport Electric | Freeport CT 2 | K | 23818 | Freeport | 059 | 36 | 38047 | 60.5 | 50.3 | 50.3 | 47.1 | 50.7 | YES | Combustion Turbine | Natural Gas | Kerosene | 43.3
R1077 | Calpine Energy Services LP | Stony Brook (BTM:NG) | K | 24151 | Stony Brook | 103 | 36 | 34790 | 47 | 9.6 | 9.6 | 0 | 0 | YES | Combustion Turbine | Natural Gas | Fuel Oil | 83
R1480 | New York Power Authority | Kent | J | 24152 | Brooklyn | 047 | 36 | 37104 | 47 | 46.9 | 46.9 | 45.9 | 46.6 |  | Combustion Turbine | Natural Gas |  | 53.5
R1484 | New York Power Authority | Pouch | J | 24155 | Staten Island | 085 | 36 | 37104 | 47 | 47.1 | 47.1 | 45.6 | 46 |  | Combustion Turbine | Natural Gas |  | 59.9
R1468 | New York Power Authority | Gowanus 5 | J | 24156 | Brooklyn | 047 | 36 | 37104 | 47 | 45.4 | 45.4 | 40 | 40 |  | Combustion Turbine | Natural Gas |  | 71.7
R1469 | New York Power Authority | Gowanus 6 | J | 24157 | Brooklyn | 047 | 36 | 37104 | 47 | 46.1 | 46.1 | 39.9 | 39.9 |  | Combustion Turbine | Natural Gas |  | 48.9
R1476 | New York Power Authority | Hellgate 1 | J | 24158 | Bronx | 005 | 36 | 37104 | 47 | 45 | 45 | 39.9 | 39.9 |  | Combustion Turbine | Natural Gas |  | 26.2
R1477 | New York Power Authority | Hellgate 2 | J | 24159 | Bronx | 005 | 36 | 37104 | 47 | 45 | 45 | 40 | 40 |  | Combustion Turbine | Natural Gas |  | 14
R1474 | New York Power Authority | Harlem River 1 | J | 24160 | Bronx | 005 | 36 | 37104 | 47 | 46 | 46 | 39.9 | 39.9 |  | Combustion Turbine | Natural Gas |  | 26.4
R1475 | New York Power Authority | Harlem River 2 | J | 24161 | Bronx | 005 | 36 | 37104 | 47 | 45.2 | 45.2 | 40 | 40 |  | Combustion Turbine | Natural Gas |  | 15.1
R1486 | New York Power Authority | Vernon Blvd 2 | J | 24162 | Queens | 081 | 36 | 37104 | 47 | 46.2 | 46.2 | 40 | 40 |  | Combustion Turbine | Natural Gas |  | 40.4
R1487 | New York Power Authority | Vernon Blvd 3 | J | 24163 | Queens | 081 | 36 | 37104 | 47 | 43.8 | 43.8 | 39.9 | 39.9 |  | Combustion Turbine | Natural Gas |  | 23.7
R1462 | New York Power Authority | Brentwood | K | 24164 | Brentwood | 103 | 36 | 37104 | 47 | 47.1 | 47.1 | 43.8 | 46.3 |  | Combustion Turbine | Natural Gas |  | 60.7
R1430 | Long Island Power Authority | Port Jefferson GT 02 | K | 24210 | Port Jefferson | 103 | 36 | 37438 | 53 | 44 | 52 | 41.9 | 46.6 | YES | Combustion Turbine | Natural Gas | Fuel Oil | 23.9
R1431 | Long Island Power Authority | Port Jefferson GT 03 | K | 24211 | Port Jefferson | 103 | 36 | 37438 | 53 | 43.1 | 50.9 | 39.1 | 45.4 | YES | Combustion Turbine | Natural Gas | Fuel Oil | 30.9
R1424 | Long Island Power Authority | Pilgrim GT1 | K | 24216 | Brentwood | 103 | 36 | 37469 | 50 | 45.6 | 45.6 | 43 | 46.1 |  | Combustion Turbine | Natural Gas |  | 54.7
R1425 | Long Island Power Authority | Pilgrim GT2 | K | 24217 | Brentwood | 103 | 36 | 37469 | 50 | 46.2 | 46.2 | 42.2 | 46.6 |  | Combustion Turbine | Natural Gas |  | 53.7
R1400 | Long Island Power Authority | Glenwood GT 04 | K | 24219 | Glenwood | 059 | 36 | 37408 | 53 | 42.3 | 50 | 42.6 | 46.6 | YES | Combustion Turbine | Natural Gas | Fuel Oil | 35.7
R1401 | Long Island Power Authority | Glenwood GT 05 | K | 24220 | Glenwood | 059 | 36 | 37408 | 53 | 42 | 49.6 | 42.5 | 44.4 | YES | Combustion Turbine | Natural Gas | Fuel Oil | 50.7
R1074 | Calpine Energy Services LP | Bethpage GT4 | K | 323586 | Hicksville | 059 | 36 | 37438 | 60 | 48.2 | 51.2 | 45 | 47.6 |  | Combustion Turbine | Natural Gas |  | 70.4
R1404 | Long Island Power Authority | Holtsville 01 | K | 23690 | Holtsville | 103 | 36 | 27211 | 56.7 | 56.7 | 72.1 | 55.5 | 65.1 |  | Jet Engine | Fuel Oil |  | 2
R1405 | Long Island Power Authority | Holtsville 02 | K | 23691 | Holtsville | 103 | 36 | 27211 | 56.7 | 55.3 | 70.3 | 54.3 | 63.1 |  | Jet Engine | Fuel Oil |  | 1.2
R1406 | Long Island Power Authority | Holtsville 03 | K | 23692 | Holtsville | 103 | 36 | 27211 | 56.7 | 52.1 | 66.3 | 52.6 | 61.7 |  | Jet Engine | Fuel Oil |  | 0.9
R1407 | Long Island Power Authority | Holtsville 04 | K | 23693 | Holtsville | 103 | 36 | 27211 | 56.7 | 52.7 | 67 | 51.2 | 63.8 |  | Jet Engine | Fuel Oil |  | 2.7
R1408 | Long Island Power Authority | Holtsville 05 | K | 23694 | Holtsville | 103 | 36 | 27211 | 56.7 | 55.3 | 70.3 | 53.8 | 63.3 |  | Jet Engine | Fuel Oil |  | 1.8
R1409 | Long Island Power Authority | Holtsville 06 | K | 23695 | Holtsville | 103 | 36 | 27576 | 56.7 | 53 | 67.4 | 51.9 | 61.6 |  | Jet Engine | Fuel Oil |  | 12.6
R1410 | Long Island Power Authority | Holtsville 07 | K | 23696 | Holtsville | 103 | 36 | 27576 | 56.7 | 55.1 | 70.1 | 52.1 | 63.6 |  | Jet Engine | Fuel Oil |  | 4.4
R1411 | Long Island Power Authority | Holtsville 08 | K | 23697 | Holtsville | 103 | 36 | 27576 | 56.7 | 57.4 | 73 | 53 | 64 |  | Jet Engine | Fuel Oil |  | 5.7
R1412 | Long Island Power Authority | Holtsville 09 | K | 23698 | Holtsville | 103 | 36 | 27576 | 56.7 | 57.5 | 73.1 | 53 | 68.1 |  | Jet Engine | Fuel Oil |  | 4
R1413 | Long Island Power Authority | Holtsville 10 | K | 23699 | Holtsville | 103 | 36 | 27576 | 56.7 | 55.1 | 70.1 | 53.8 | 65.1 |  | Jet Engine | Fuel Oil |  | 7.8
R1402 | Long Island Power Authority | Greenport GT1 | K | 23814 | Greenport | 103 | 36 | 37804 | 54 | 51.9 | 52.4 | 53.4 | 56.1 |  | Jet Engine | Fuel Oil |  | 24.1
R1396 | Long Island Power Authority | Far Rockaway GT2 | K | 23815 | Jamaica Bay | 081 | 36 | 37804 | 60.5 | 55.4 | 75.7 | 54.4 | 54.4 |  | Jet Engine | Kerosene |  | 9.5
R1649 | NRG Power Marketing LLC | Astoria GT 2-1 | J | 24094 | Queens | 081 | 36 | 25720 | 46.5 | 41.2 | 50.7 | 36.3 | 45.1 | YES | Jet Engine | Kerosene | Natural Gas | 7
R1650 | NRG Power Marketing LLC | Astoria GT 2-2 | J | 24095 | Queens | 081 | 36 | 25720 | 46.5 | 42.4 | 52.2 | 34.8 | 44.9 | YES | Jet Engine | Kerosene | Natural Gas | 1.9
R1651 | NRG Power Marketing LLC | Astoria GT 2-3 | J | 24096 | Queens | 081 | 36 | 25720 | 46.5 | 41.2 | 50.7 | 35.9 | 46.1 | YES | Jet Engine | Kerosene | Natural Gas | 2.5
R1652 | NRG Power Marketing LLC | Astoria GT 2-4 | J | 24097 | Queens | 081 | 36 | 25720 | 46.5 | 41 | 50.5 | 35.8 | 47.4 | YES | Jet Engine | Kerosene | Natural Gas | 4.6
R1653 | NRG Power Marketing LLC | Astoria GT 3-1 | J | 24098 | Queens | 081 | 36 | 25720 | 46.5 | 41.2 | 50.7 | 34.1 | 45.2 | YES | Jet Engine | Kerosene | Natural Gas | 2.6
R1654 | NRG Power Marketing LLC | Astoria GT 3-2 | J | 24099 | Queens | 081 | 36 | 25720 | 46.5 | 43.5 | 53.5 | 35.8 | 44.8 | YES | Jet Engine | Kerosene | Natural Gas | 2.3
R1655 | NRG Power Marketing LLC | Astoria GT 3-3 | J | 24100 | Queens | 081 | 36 | 25720 | 46.5 | 43 | 52.9 | 35.3 | 45.4 | YES | Jet Engine | Kerosene | Natural Gas | 1.8
R1656 | NRG Power Marketing LLC | Astoria GT 3-4 | J | 24101 | Queens | 081 | 36 | 25720 | 46.5 | 43 | 52.9 | 36.8 | 46.2 | YES | Jet Engine | Kerosene | Natural Gas | 2.5
R1657 | NRG Power Marketing LLC | Astoria GT 4-1 | J | 24102 | Queens | 081 | 36 | 25750 | 46.5 | 42.6 | 52.4 | 35.2 | 45.6 | YES | Jet Engine | Kerosene | Natural Gas | 2.6
R1658 | NRG Power Marketing LLC | Astoria GT 4-2 | J | 24103 | Queens | 081 | 36 | 25750 | 46.5 | 41.4 | 51 | 34.7 | 45.5 | YES | Jet Engine | Kerosene | Natural Gas | 5
R1659 | NRG Power Marketing LLC | Astoria GT 4-3 | J | 24104 | Queens | 081 | 36 | 25750 | 46.5 | 41.1 | 50.6 | 34.9 | 44.9 | YES | Jet Engine | Kerosene | Natural Gas | 4.3
R1660 | NRG Power Marketing LLC | Astoria GT 4-4 | J | 24105 | Queens | 081 | 36 | 25750 | 46.5 | 42.8 | 52.7 | 33.1 | 44.5 | YES | Jet Engine | Kerosene | Natural Gas | 2.8
R1696 | Seneca Power Partners, L.P. | Hillburn GT | G | 23639 | Hillburn | 087 | 36 | 26024 | 46.5 | 37.9 | 51.8 | 35.4 | 45.1 | YES | Jet Engine | Natural Gas | Kerosene | 0.4
R1697 | Seneca Power Partners, L.P. | Shoemaker GT | G | 23640 | Middletown | 071 | 36 | 26054 | 41.9 | 33.1 | 45.2 | 32.7 | 40.8 | YES | Jet Engine | Natural Gas | Kerosene | 0.4
R1395 | Long Island Power Authority | Far Rockaway GT1 | K | 24212 | Far Rockaway | 081 | 36 | 37438 | 60.5 | 53.5 | 73.1 | 55.1 | 58.6 |  | Jet Engine | Natural Gas |  | 140.8
R1345 | Helix Ravenswood, LLC | Ravenswood 2-1 (IIFO - 4/1/18) | J | 24244 | Queens | 081 | 36 | 25903 | 42.9 | 40.4 | 51.4 | 0 | 0 | YES | Jet Engine | Natural Gas | Kerosene | 0.2
R1346 | Helix Ravenswood, LLC | Ravenswood 2-2 (IIFO - 4/1/18) | J | 24245 | Queens | 081 | 36 | 25903 | 42.9 | 37.6 | 47.8 | 0 | 0 | YES | Jet Engine | Natural Gas | Kerosene | 0
R1347 | Helix Ravenswood, LLC | Ravenswood 2-3 (IIFO - 4/1/18) | J | 24246 | Queens | 081 | 36 | 25903 | 42.9 | 39.2 | 49.9 | 0 | 0 | YES | Jet Engine | Natural Gas | Kerosene | 0
R1348 | Helix Ravenswood, LLC | Ravenswood 2-4 (IIFO - 4/1/18) | J | 24247 | Queens | 081 | 36 | 25903 | 42.9 | 39.8 | 50.6 | 0 | 0 | YES | Jet Engine | Natural Gas | Kerosene | 0
R1349 | Helix Ravenswood, LLC | Ravenswood 3-1 (IIFO - 4/1/18) | J | 24248 | Queens | 081 | 36 | 25781 | 42.9 | 40.5 | 51.5 | 0 | 0 | YES | Jet Engine | Natural Gas | Kerosene | 0
R1350 | Helix Ravenswood, LLC | Ravenswood 3-2 (IIFO - 4/1/18) | J | 24249 | Queens | 081 | 36 | 25781 | 42.9 | 38.1 | 48.5 | 0 | 0 | YES | Jet Engine | Natural Gas | Kerosene | 0
R1351 | Helix Ravenswood, LLC | Ravenswood 3-4 (IIFO - 4/1/18) | J | 24251 | Queens | 081 | 36 | 25781 | 42.9 | 35.8 | 45.5 | 0 | 0 | YES | Jet Engine | Natural Gas | Kerosene | 0
R1701 | Somerset Operating Company, LLC | Somerset | A | 23543 | Somerset | 063 | 36 | 30895 | 655.1 | 686.5 | 686.5 | 685.9 | 692.5 |  | Steam Turbine (Fossile) | Coal |  | 593
R1082 | Cayuga Operating Company, LLC | Cayuga 1 | C | 23584 | Lansing | 109 | 36 | 20333 | 155.3 | 154.1 | 154.1 | 151 | 151 |  | Steam Turbine (Fossile) | Coal |  | 81.6
R1083 | Cayuga Operating Company, LLC | Cayuga 2 (IIFO - 7/1/18) | C | 23585 | Lansing | 109 | 36 | 21459 | 167.2 | 154.7 | 154.7 | 0 | 0 |  | Steam Turbine (Fossile) | Coal |  | 17.4
R1006 | Astoria Generating Company L.P. | Astoria 3 | J | 23516 | Queens | 081 | 36 | 21429 | 376 | 369.9 | 369.9 | 370.2 | 373.2 | YES | Steam Turbine (Fossile) | Fuel Oil | Natural Gas | 307.3
R1007 | Astoria Generating Company L.P. | Astoria 5 | J | 23518 | Queens | 081 | 36 | 22767 | 387 | 376.3 | 376.3 | 376.9 | 384.2 | YES | Steam Turbine (Fossile) | Fuel Oil | Natural Gas | 757.8
R1353 | Helix Ravenswood, LLC | Ravenswood ST 01 | J | 23533 | Queens | 081 | 36 | 23043 | 400 | 365.1 | 365.1 | 368 | 370.2 | YES | Steam Turbine (Fossile) | Fuel Oil | Natural Gas | 598.7
R1354 | Helix Ravenswood, LLC | Ravenswood ST 02 | J | 23534 | Queens | 081 | 36 | 23132 | 400 | 391.6 | 391.6 | 374 | 375.7 | YES | Steam Turbine (Fossile) | Fuel Oil | Natural Gas | 579
R1355 | Helix Ravenswood, LLC | Ravenswood ST 03 | J | 23535 | Queens | 081 | 36 | 23894 | 1027 | 986.8 | 986.8 | 975 | 976.2 | YES | Steam Turbine (Fossile) | Fuel Oil | Natural Gas | 797.2
R1427 | Long Island Power Authority | Port Jefferson 3 | K | 23555 | Port Jefferson | 103 | 36 | 21490 | 188 | 194.5 | 194.5 | 189 | 195 | YES | Steam Turbine (Fossile) | Fuel Oil | Natural Gas | 172.7
R1122 | Consolidated Edison Energy, Inc. | Roseton 1 | G | 23587 | Newburgh | 071 | 36 | 27364 | 621 | 614.8 | 614.8 | 584.2 | 608 | YES | Steam Turbine (Fossile) | Fuel Oil | Natural Gas | 264.8
R1123 | Consolidated Edison Energy, Inc. | Roseton 2 | G | 23588 | Newburgh | 071 | 36 | 27273 | 621 | 605.7 | 605.7 | 600 | 603.5 | YES | Steam Turbine (Fossile) | Fuel Oil | Natural Gas | 251.7
R1661 | NRG Power Marketing LLC | Oswego 5 | C | 23606 | Oswego | 075 | 36 | 27791 | 901.8 | 850.3 | 850.3 | 801.7 | 827 |  | Steam Turbine (Fossile) | Fuel Oil |  | 24.4
R1662 | NRG Power Marketing LLC | Oswego 6 | C | 23613 | Oswego | 075 | 36 | 29403 | 901.8 | 835.2 | 835.2 | 815 | 827.5 | YES | Steam Turbine (Fossile) | Fuel Oil | Natural Gas | 24.9
R1428 | Long Island Power Authority | Port Jefferson 4 | K | 23616 | Port Jefferson | 103 | 36 | 22221 | 188 | 198.7 | 198.7 | 189.5 | 191.7 | YES | Steam Turbine (Fossile) | Fuel Oil | Natural Gas | 155.2
R1647 | NRG Power Marketing LLC | Arthur Kill ST 2 | J | 23512 | Staten Island | 085 | 36 | 21763 | 376.2 | 357.7 | 357.7 | 335.4 | 341.8 |  | Steam Turbine (Fossile) | Natural Gas |  | 454.4
R1648 | NRG Power Marketing LLC | Arthur Kill ST 3 | J | 23513 | Staten Island | 085 | 36 | 25355 | 535.5 | 518 | 518 | 519.4 | 522.9 |  | Steam Turbine (Fossile) | Natural Gas |  | 534.3
R1108 | Consolidated Edison Co. of NY, Inc. | East River 7 | J | 23524 | Manhattan | 061 | 36 | 20241 | 200 | 186.7 | 186.7 | 182.5 | 188.4 | YES | Steam Turbine (Fossile) | Natural Gas | Fuel Oil | 209.6
R1339 | GenOn Energy Management, LLC | Bowline 1 | G | 23526 | West Haverstraw | 087 | 36 | 26543 | 621 | 577.7 | 577.7 | 556.8 | 549.5 | YES | Steam Turbine (Fossile) | Natural Gas | Fuel Oil | 238.4
R1387 | Long Island Power Authority | Barrett ST 01 | K | 23545 | Island Park | 059 | 36 | 20760 | 188 | 200.2 | 200.2 | 197.2 | 197.2 | YES | Steam Turbine (Fossile) | Natural Gas | Fuel Oil | 566.9
R1388 | Long Island Power Authority | Barrett ST 02 | K | 23546 | Island Park | 059 | 36 | 23285 | 188 | 197.5 | 197.5 | 187.7 | 193 | YES | Steam Turbine (Fossile) | Natural Gas | Fuel Oil | 721.4
R1417 | Long Island Power Authority | Northport 1 | K | 23551 | Northport | 103 | 36 | 24654 | 387 | 395 | 395 | 397.2 | 395 | YES | Steam Turbine (Fossile) | Natural Gas | Fuel Oil | 340.3
R1418 | Long Island Power Authority | Northport 2 | K | 23552 | Northport | 103 | 36 | 24990 | 387 | 396 | 396 | 399.7 | 397.5 | YES | Steam Turbine (Fossile) | Natural Gas | Fuel Oil | 665.4
R1419 | Long Island Power Authority | Northport 3 | K | 23553 | Northport | 103 | 36 | 26481 | 387 | 399.2 | 399.2 | 397.7 | 395 | YES | Steam Turbine (Fossile) | Natural Gas | Fuel Oil | 932.1
R1145 | Emera Energy U.S. Sub. No. 1, Inc. | Greenidge 4 | C | 23583 | Torrey | 123 | 36 | 19694 | 112.5 | 106.3 | 106.3 | 104 | 104 |  | Steam Turbine (Fossile) | Natural Gas | Wood | 202.4
R1115 | Consolidated Edison Energy, Inc. | Danskammer 1 | G | 23586 | Newburgh | 071 | 36 | 18963 | 72 | 69 | 69 | 69.6 | 69 | YES | Steam Turbine (Fossile) | Natural Gas | Fuel Oil | 2.7
R1116 | Consolidated Edison Energy, Inc. | Danskammer 2 | G | 23589 | Newburgh | 071 | 36 | 19968 | 73.5 | 64.7 | 64.7 | 65.1 | 67 | YES | Steam Turbine (Fossile) | Natural Gas | Fuel Oil | 2.7
R1117 | Consolidated Edison Energy, Inc. | Danskammer 3 | G | 23590 | Newburgh | 071 | 36 | 21824 | 147.1 | 139.2 | 139.2 | 136.7 | 140.6 |  | Steam Turbine (Fossile) | Natural Gas |  | 14.2
R1118 | Consolidated Edison Energy, Inc. | Danskammer 4 | G | 23591 | Newburgh | 071 | 36 | 24716 | 239.4 | 238.2 | 238.2 | 224 | 228.7 |  | Steam Turbine (Fossile) | Natural Gas |  | 10.9
R1340 | GenOn Energy Management, LLC | Bowline 2 | G | 23595 | West Haverstraw | 087 | 36 | 27150 | 621 | 567.4 | 567.4 | 547.5 | 567.9 | YES | Steam Turbine (Fossile) | Natural Gas | Fuel Oil | 229.3
R1420 | Long Island Power Authority | Northport 4 | K | 23650 | Northport | 103 | 36 | 28460 | 387 | 399.2 | 399.2 | 380 | 373.7 | YES | Steam Turbine (Fossile) | Natural Gas | Fuel Oil | 746.1
R1107 | Consolidated Edison Co. of NY, Inc. | East River 6 | J | 23660 | Manhattan | 061 | 36 | 18933 | 156.2 | 144.3 | 144.3 | 145.3 | 147.1 | YES | Steam Turbine (Fossile) | Natural Gas | Fuel Oil | 511.6
R1005 | Astoria Generating Company L.P. | Astoria 2 | J | 24149 | Queens | 081 | 36 | 19784 | 180 | 177 | 177 | 172.4 | 170.5 |  | Steam Turbine (Fossile) | Natural Gas |  | 12.6
R1129 | Covanta Niagara, LP | American Ref-Fuel 1 | A | 24010 | Niagara | 063 | 36 | 34090 | 25 | 19.6 | 19.6 | 15.6 | 16.1 |  | Steam Turbine (Fossile) | Refuse (Solid Waste) |  | 214.4
R1130 | Covanta Niagara, LP | American Ref-Fuel 2 | A | 24010 | Niagara | 063 | 36 | 34090 | 25 | 19.6 | 19.6 | 15.6 | 16.1 |  | Steam Turbine (Fossile) | Refuse (Solid Waste)
R1672 | ReEnergy Black River LLC | Fort Drum | E | 23780 | Watertown | 045 | 36 | 41424 | 55.5 | 55.6 | 55.6 | 0 | 0 |  | Steam Turbine (Fossile) | Wood | Fuel Oil | 203.4
R1141 | East Coast Power, LLC | Linden Cogen | J | 23786 | Linden NJ | 039 | 34 | 33725 | 800 | 790.8 | 924.9 | 786.5 | 826.4 | YES | Combined Cycle | Natural Gas | Butane | 4289.8
R1067 | Binghamton BOP, LLC | Binghamton (RET - 1/9/18) | C | 23790 | Binghamton | 007 | 36 | 36951 | 47.7 | 43.8 | 57.2 | 0 | 0 | YES | Combined Cycle | Natural Gas | Kerosene | 3.5
R1397 | Long Island Power Authority | Glenwood GT 01 | K | 23712 | Glenwood | 059 | 36 | 24563 | 16 | 14.6 | 19.1 | 11.6 | 13.5 |  | Combustion Turbine | Fuel Oil |  | 0
R1429 | Long Island Power Authority | Port Jefferson GT 01 | K | 23713 | Port Jefferson | 103 | 36 | 24442 | 16 | 14.1 | 18.4 | 12.2 | 15.7 |  | Combustion Turbine | Fuel Oil |  | -0.1
R1433 | Long Island Power Authority | Shoreham 1 | K | 23715 | Shoreham | 103 | 36 | 26115 | 52.9 | 48.9 | 63.9 | 0 | 64.5 |  | Combustion Turbine | Fuel Oil |  | 1.8
R1421 | Long Island Power Authority | Northport GT | K | 23718 | Northport | 103 | 36 | 24532 | 16 | 13.8 | 18 | 12.1 | 11.8 |  | Combustion Turbine | Fuel Oil |  | 0.1
R1439 | Long Island Power Authority | Southold 1 | K | 23719 | Southold | 103 | 36 | 23590 | 14 | 12.3 | 16.1 | 10 | 13.1 |  | Combustion Turbine | Fuel Oil |  | 1.8
R1432 | Long Island Power Authority | S Hampton 1 | K | 23720 | South Hampton | 103 | 36 | 23071 | 11.5 | 10.3 | 13.5 | 8.8 | 11.9 |  | Combustion Turbine | Fuel Oil |  | 1.5
R1009 | Astoria Generating Company L.P. | Gowanus 1-1 | J | 24077 | Brooklyn | 047 | 36 | 26085 | 20 | 19.1 | 24.9 | 18.8 | 24.4 |  | Combustion Turbine | Fuel Oil |  | 0.3
R1010 | Astoria Generating Company L.P. | Gowanus 1-2 | J | 24078 | Brooklyn | 047 | 36 | 26085 | 20 | 17.1 | 22.3 | 19.4 | 24.9 |  | Combustion Turbine | Fuel Oil |  | 0.2
R1011 | Astoria Generating Company L.P. | Gowanus 1-3 | J | 24079 | Brooklyn | 047 | 36 | 26085 | 20 | 17.2 | 22.5 | 17.7 | 22.9 |  | Combustion Turbine | Fuel Oil |  | 0.2
R1012 | Astoria Generating Company L.P. | Gowanus 1-4 | J | 24080 | Brooklyn | 047 | 36 | 26085 | 20 | 17.1 | 22.3 | 16.7 | 21.3 |  | Combustion Turbine | Fuel Oil |  | 0.1
R1013 | Astoria Generating Company L.P. | Gowanus 1-5 | J | 24084 | Brooklyn | 047 | 36 | 26085 | 20 | 16.5 | 21.6 | 17.2 | 22.3 |  | Combustion Turbine | Fuel Oil |  | 0.1
R1014 | Astoria Generating Company L.P. | Gowanus 1-6 | J | 24111 | Brooklyn | 047 | 36 | 26085 | 20 | 18 | 23.5 | 16.6 | 21.4 |  | Combustion Turbine | Fuel Oil |  | 0.1
R1015 | Astoria Generating Company L.P. | Gowanus 1-7 | J | 24112 | Brooklyn | 047 | 36 | 26085 | 20 | 17.6 | 23 | 17.6 | 22.4 |  | Combustion Turbine | Fuel Oil |  | 0.1
R1016 | Astoria Generating Company L.P. | Gowanus 1-8 | J | 24113 | Brooklyn | 047 | 36 | 26085 | 20 | 16.1 | 21 | 15.9 | 20.9 |  | Combustion Turbine | Fuel Oil |  | 0
R1017 | Astoria Generating Company L.P. | Gowanus 2-1 | J | 24114 | Brooklyn | 047 | 36 | 26085 | 20 | 17.9 | 23.4 | 17 | 22.5 | YES | Combustion Turbine | Fuel Oil | Natural Gas | 1.9
R1018 | Astoria Generating Company L.P. | Gowanus 2-2 | J | 24115 | Brooklyn | 047 | 36 | 26085 | 20 | 18.8 | 24.6 | 18.3 | 24.1 | YES | Combustion Turbine | Fuel Oil | Natural Gas | 1.8
R1019 | Astoria Generating Company L.P. | Gowanus 2-3 | J | 24116 | Brooklyn | 047 | 36 | 26085 | 20 | 20.6 | 26.9 | 19.1 | 24.9 | YES | Combustion Turbine | Fuel Oil | Natural Gas | 1.9
R1020 | Astoria Generating Company L.P. | Gowanus 2-4 | J | 24117 | Brooklyn | 047 | 36 | 26085 | 20 | 19.3 | 25.2 | 17.3 | 23.1 | YES | Combustion Turbine | Fuel Oil | Natural Gas | 0.8
R1021 | Astoria Generating Company L.P. | Gowanus 2-5 | J | 24118 | Brooklyn | 047 | 36 | 26085 | 20 | 18.6 | 24.3 | 18 | 23.4 | YES | Combustion Turbine | Fuel Oil | Natural Gas | 0.6
R1022 | Astoria Generating Company L.P. | Gowanus 2-6 | J | 24119 | Brooklyn | 047 | 36 | 26085 | 20 | 20.3 | 26.5 | 19.5 | 24.9 | YES | Combustion Turbine | Fuel Oil | Natural Gas | 1
R1023 | Astoria Generating Company L.P. | Gowanus 2-7 | J | 24120 | Brooklyn | 047 | 36 | 26085 | 20 | 19.6 | 25.6 | 19.1 | 24.7 | YES | Combustion Turbine | Fuel Oil | Natural Gas | 1
R1024 | Astoria Generating Company L.P. | Gowanus 2-8 | J | 24121 | Brooklyn | 047 | 36 | 26085 | 20 | 17.7 | 23.1 | 17.7 | 22.9 | YES | Combustion Turbine | Fuel Oil | Natural Gas | 0.4
R1025 | Astoria Generating Company L.P. | Gowanus 3-1 | J | 24122 | Brooklyn | 047 | 36 | 26115 | 20 | 17.7 | 23.1 | 16.9 | 21.9 | YES | Combustion Turbine | Fuel Oil | Natural Gas | 0.9
R1026 | Astoria Generating Company L.P. | Gowanus 3-2 | J | 24123 | Brooklyn | 047 | 36 | 26115 | 20 | 17.7 | 23.1 | 17.1 | 22.6 | YES | Combustion Turbine | Fuel Oil | Natural Gas | 0.7
R1027 | Astoria Generating Company L.P. | Gowanus 3-3 | J | 24124 | Brooklyn | 047 | 36 | 26115 | 20 | 19.8 | 25.9 | 18 | 23.8 | YES | Combustion Turbine | Fuel Oil | Natural Gas | 1
R1028 | Astoria Generating Company L.P. | Gowanus 3-4 | J | 24125 | Brooklyn | 047 | 36 | 26115 | 20 | 17.9 | 23.4 | 16.2 | 21.4 | YES | Combustion Turbine | Fuel Oil | Natural Gas | 1
R1029 | Astoria Generating Company L.P. | Gowanus 3-5 | J | 24126 | Brooklyn | 047 | 36 | 26115 | 20 | 19 | 24.8 | 17.3 | 22.8 | YES | Combustion Turbine | Fuel Oil | Natural Gas | 1.4
R1030 | Astoria Generating Company L.P. | Gowanus 3-6 | J | 24127 | Brooklyn | 047 | 36 | 26115 | 20 | 17.6 | 23 | 15.5 | 21 | YES | Combustion Turbine | Fuel Oil | Natural Gas | 0.7
R1031 | Astoria Generating Company L.P. | Gowanus 3-7 | J | 24128 | Brooklyn | 047 | 36 | 26115 | 20 | 18.1 | 23.6 | 18.1 | 23.9 | YES | Combustion Turbine | Fuel Oil | Natural Gas | 0.5
R1032 | Astoria Generating Company L.P. | Gowanus 3-8 | J | 24129 | Brooklyn | 047 | 36 | 26115 | 20 | 19 | 24.8 | 16.9 | 23.9 | YES | Combustion Turbine | Fuel Oil | Natural Gas | 0.5
R1033 | Astoria Generating Company L.P. | Gowanus 4-1 | J | 24130 | Brooklyn | 047 | 36 | 26115 | 20 | 16.8 | 21.9 | 18.9 | 24.4 |  | Combustion Turbine | Fuel Oil |  | 0.2
R1034 | Astoria Generating Company L.P. | Gowanus 4-2 | J | 24131 | Brooklyn | 047 | 36 | 26115 | 20 | 17.3 | 22.6 | 17.6 | 22.5 |  | Combustion Turbine | Fuel Oil |  | 0.2
R1035 | Astoria Generating Company L.P. | Gowanus 4-3 | J | 24132 | Brooklyn | 047 | 36 | 26115 | 20 | 17.6 | 23 | 16.6 | 20.4 |  | Combustion Turbine | Fuel Oil |  | 0.1
R1036 | Astoria Generating Company L.P. | Gowanus 4-4 | J | 24133 | Brooklyn | 047 | 36 | 26115 | 20 | 17.1 | 22.3 | 16.5 | 22.3 |  | Combustion Turbine | Fuel Oil |  | 0.1
R1037 | Astoria Generating Company L.P. | Gowanus 4-5 | J | 24134 | Brooklyn | 047 | 36 | 26115 | 20 | 17.1 | 22.3 | 16.4 | 22.1 |  | Combustion Turbine | Fuel Oil |  | 0.1
R1038 | Astoria Generating Company L.P. | Gowanus 4-6 | J | 24135 | Brooklyn | 047 | 36 | 26115 | 20 | 18.6 | 24.3 | 18.1 | 23 |  | Combustion Turbine | Fuel Oil |  | 0.1
R1039 | Astoria Generating Company L.P. | Gowanus 4-7 | J | 24136 | Brooklyn | 047 | 36 | 26115 | 20 | 16.6 | 21.7 | 17.2 | 21.7 |  | Combustion Turbine | Fuel Oil |  | 0
R1040 | Astoria Generating Company L.P. | Gowanus 4-8 | J | 24137 | Brooklyn | 047 | 36 | 26115 | 20 | 19 | 24.8 | 17.4 | 21.9 |  | Combustion Turbine | Fuel Oil |  | 0.2
R1041 | Astoria Generating Company L.P. | Narrows 1-1 | J | 24228 | Brooklyn | 047 | 36 | 26420 | 22 | 21 | 27.4 | 19.3 | 24.9 | YES | Combustion Turbine | Fuel Oil | Natural Gas | 6.4
R1042 | Astoria Generating Company L.P. | Narrows 1-2 | J | 24229 | Brooklyn | 047 | 36 | 26420 | 22 | 19.5 | 25.5 | 17.1 | 23.8 | YES | Combustion Turbine | Fuel Oil | Natural Gas | 3.6
R1043 | Astoria Generating Company L.P. | Narrows 1-3 | J | 24230 | Brooklyn | 047 | 36 | 26420 | 22 | 20.4 | 26.6 | 18.3 | 24.9 | YES | Combustion Turbine | Fuel Oil | Natural Gas | 4
R1044 | Astoria Generating Company L.P. | Narrows 1-4 | J | 24231 | Brooklyn | 047 | 36 | 26420 | 22 | 20.1 | 26.3 | 18.8 | 24.9 | YES | Combustion Turbine | Fuel Oil | Natural Gas | 2.7
R1045 | Astoria Generating Company L.P. | Narrows 1-5 | J | 24232 | Brooklyn | 047 | 36 | 26420 | 22 | 19.8 | 25.9 | 19.9 | 24.9 | YES | Combustion Turbine | Fuel Oil | Natural Gas | 3
R1046 | Astoria Generating Company L.P. | Narrows 1-6 | J | 24233 | Brooklyn | 047 | 36 | 26420 | 22 | 18.9 | 24.7 | 16.5 | 22.2 | YES | Combustion Turbine | Fuel Oil | Natural Gas | 3
R1047 | Astoria Generating Company L.P. | Narrows 1-7 | J | 24234 | Brooklyn | 047 | 36 | 26420 | 22 | 18.4 | 24 | 19.4 | 24.9 | YES | Combustion Turbine | Fuel Oil | Natural Gas | 6.1
R1048 | Astoria Generating Company L.P. | Narrows 1-8 | J | 24235 | Brooklyn | 047 | 36 | 26420 | 22 | 19.9 | 26 | 17.5 | 23.2 | YES | Combustion Turbine | Fuel Oil | Natural Gas | 4.6
R1049 | Astoria Generating Company L.P. | Narrows 2-1 | J | 24236 | Brooklyn | 047 | 36 | 26451 | 22 | 19.4 | 25.3 | 19.2 | 24.8 | YES | Combustion Turbine | Fuel Oil | Natural Gas | 3.4
R1050 | Astoria Generating Company L.P. | Narrows 2-2 | J | 24237 | Brooklyn | 047 | 36 | 26451 | 22 | 18.7 | 24.4 | 16.4 | 22.9 | YES | Combustion Turbine | Fuel Oil | Natural Gas | 3.4
R1051 | Astoria Generating Company L.P. | Narrows 2-3 | J | 24238 | Brooklyn | 047 | 36 | 26451 | 22 | 18.4 | 24 | 17.5 | 23.8 | YES | Combustion Turbine | Fuel Oil | Natural Gas | 3.4
R1052 | Astoria Generating Company L.P. | Narrows 2-4 | J | 24239 | Brooklyn | 047 | 36 | 26451 | 22 | 18.4 | 24 | 17.9 | 24.2 | YES | Combustion Turbine | Fuel Oil | Natural Gas | 7
R1053 | Astoria Generating Company L.P. | Narrows 2-5 | J | 24240 | Brooklyn | 047 | 36 | 26451 | 22 | 19.9 | 26 | 18.1 | 24.4 | YES | Combustion Turbine | Fuel Oil | Natural Gas | 4.8
R1054 | Astoria Generating Company L.P. | Narrows 2-6 | J | 24241 | Brooklyn | 047 | 36 | 26451 | 22 | 18.1 | 23.6 | 16.3 | 21.9 | YES | Combustion Turbine | Fuel Oil | Natural Gas | 2.8
R1055 | Astoria Generating Company L.P. | Narrows 2-7 | J | 24242 | Brooklyn | 047 | 36 | 26451 | 22 | 20.7 | 27 | 18.5 | 24.9 | YES | Combustion Turbine | Fuel Oil | Natural Gas | 6.6
R1056 | Astoria Generating Company L.P. | Narrows 2-8 | J | 24243 | Brooklyn | 047 | 36 | 26451 | 22 | 17.5 | 22.9 | 16.3 | 21.9 | YES | Combustion Turbine | Fuel Oil | Natural Gas | 6.4
R1337 | Freeport Electric | Freeport 2-3 | K | 1660 | Freeport | 059 | 36 | 26785 | 18.1 | 18.1 | 18.1 | 18.2 | 17.9 |  | Combustion Turbine | Kerosene |  | 0.1
R1110 | Consolidated Edison Co. of NY, Inc. | Hudson Ave 4 | J | 23540 | Brooklyn | 047 | 36 | 25750 | 16.3 | 13.9 | 18.2 | 0 | 0 |  | Combustion Turbine | Kerosene |  | 0.1
R1086 | Central Hudson Gas & Elec. Corp. | Coxsackie GT | G | 23611 | Coxsackie | 039 | 36 | 25538 | 21.6 | 19.9 | 26 | 19.5 | 23.7 | YES | Combustion Turbine | Kerosene | Natural Gas | 0.6
R1094 | Central Hudson Gas & Elec. Corp. | South Cairo | G | 23612 | Cairo | 039 | 36 | 25720 | 21.6 | 19.8 | 25.9 | 18.6 | 23.4 |  | Combustion Turbine | Kerosene |  | 0.3
R1111 | Consolidated Edison Co. of NY, Inc. | Hudson Ave 5 | J | 23657 | Brooklyn | 047 | 36 | 25750 | 16.3 | 15.1 | 19.7 | 14.7 | 19 |  | Combustion Turbine | Kerosene |  | 0.2
R1109 | Consolidated Edison Co. of NY, Inc. | Hudson Ave 3 | J | 23810 | Brooklyn | 047 | 36 | 25750 | 16.3 | 16 | 20.9 | 16.7 | 19.5 |  | Combustion Turbine | Kerosene |  | 0.2
R1101 | Consolidated Edison Co. of NY, Inc. | 59 St. GT 1 | J | 24138 | Manhattan | 061 | 36 | 25355 | 17.1 | 15.4 | 20.1 | 15.5 | 21.6 | YES | Combustion Turbine | Kerosene | Natural Gas | 0.2
R1102 | Consolidated Edison Co. of NY, Inc. | 74 St. GT 1 | J | 24260 | Manhattan | 061 | 36 | 25112 | 18.5 | 19 | 23.5 | 19 | 19.9 |  | Combustion Turbine | Kerosene |  | 0.2
R1103 | Consolidated Edison Co. of NY, Inc. | 74 St. GT 2 | J | 24261 | Manhattan | 061 | 36 | 25112 | 18.5 | 20.1 | 25.7 | 18.9 | 21.2 |  | Combustion Turbine | Kerosene |  | 0.2
R1646 | NRG Power Marketing LLC | Arthur Kill GT 1 | J | 23520 | Staten Island | 085 | 36 | 25720 | 20 | 16.5 | 21.6 | 12.1 | 15.1 |  | Combustion Turbine | Natural Gas |  | 1
R1008 | Astoria Generating Company L.P. | Astoria GT 01 | J | 23523 | Queens | 081 | 36 | 24654 | 16 | 15.7 | 20.5 | 14.2 | 18.9 |  | Combustion Turbine | Natural Gas |  | 1
R1342 | Helix Ravenswood, LLC | Ravenswood 01 | J | 23729 | Queens | 081 | 36 | 24654 | 18.6 | 8.8 | 11.5 | 7.8 | 6.4 |  | Combustion Turbine | Natural Gas |  | 0.2
R1595 | Niagara Mohawk Power Corp. | Laidlaw Energy | A | 23774 | Ellicottville | 009 | 36 | 33420 | 3.4 | 0 | 0 | 0 | 0 |  | Combustion Turbine | Natural Gas |  | 0
R1533 | Niagara Mohawk Power Corp. | General Mills Inc | A | 23808 | Buffalo | 029 | 36 | 32478 | 3.8 | 3.8 | 3.8 | 0 | 0 |  | Combustion Turbine | Natural Gas |  | 1.6
R1499 | New York State Elec. & Gas Corp. | Auburn - State St. | C | 24147 | Auburn | 011 | 36 | 34700 | 7.4 | 5.8 | 8.2 | 1.7 | 7.3 |  | Combustion Turbine | Natural Gas |  | 0
R1471 | New York Power Authority | Greenport IC 4 | K | 1652 | Greenport | 103 | 36 | 20977 | 1.2 | 1.7 | 1.7 | 0.9 | 1.1 |  | Internal Combustion | Fuel Oil |  | 0
R1472 | New York Power Authority | Greenport IC 5 | K | 1652 | Greenport | 103 | 36 | 23931 | 1.8 | 1.7 | 1.7 | 1.4 | 1.6 |  | Internal Combustion | Fuel Oil |  | 0
R1473 | New York Power Authority | Greenport IC 6 | K | 1652 | Greenport | 103 | 36 | 26193 | 3.8 | 2.7 | 2.7 | 3 | 2.6 |  | Internal Combustion | Fuel Oil |  | 0
R1334 | Freeport Electric | Freeport 1-2 | K | 1660 | Freeport | 059 | 36 | 18111 | 2.9 | 2 | 2 | 2.2 | 2.9 |  | Internal Combustion | Fuel Oil |  | 0
R1335 | Freeport Electric | Freeport 1-3 | K | 1660 | Freeport | 059 | 36 | 19937 | 3.1 | 2.1 | 2.1 | 2.1 | 3.1 |  | Internal Combustion | Fuel Oil |  | 0
R1336 | Freeport Electric | Freeport 1-4 | K | 1660 | Freeport | 059 | 36 | 23651 | 5.1 | 4.4 | 4.4 | 4.5 | 5 |  | Internal Combustion | Fuel Oil |  | 0.1
R1680 | Rockville Centre, Village of | Charles P Keller 07 | K | 1661 | Rockville Centre | 059 | 36 | 15585 | 2 | 2 | 2 | 0 | 0 |  | Internal Combustion | Fuel Oil |  | 0
R1681 | Rockville Centre, Village of | Charles P Keller 09 | K | 1661 | Rockville Centre | 059 | 36 | 19968 | 3.5 | 3.3 | 3.3 | 3.2 | 3.2 | YES | Internal Combustion | Fuel Oil | Natural Gas | 0.2
R1682 | Rockville Centre, Village of | Charles P Keller 10 | K | 1661 | Rockville Centre | 059 | 36 | 19968 | 3.5 | 3.2 | 3.2 | 3.2 | 3.2 | YES | Internal Combustion | Fuel Oil | Natural Gas | 0.3
R1683 | Rockville Centre, Village of | Charles P Keller 11 | K | 1661 | Rockville Centre | 059 | 36 | 22890 | 5.2 | 5.2 | 5.2 | 5.2 | 5.2 | YES | Internal Combustion | Fuel Oil | Natural Gas | 0.3
R1684 | Rockville Centre, Village of | Charles P Keller 12 | K | 1661 | Rockville Centre | 059 | 36 | 24716 | 5.5 | 5.5 | 5.5 | 5.5 | 5.5 | YES | Internal Combustion | Fuel Oil | Natural Gas | 0
R1685 | Rockville Centre, Village of | Charles P Keller 13 | K | 1661 | Rockville Centre | 059 | 36 | 27273 | 5.5 | 5.6 | 5.6 | 5.5 | 5.5 | YES | Internal Combustion | Fuel Oil | Natural Gas | 0
R1686 | Rockville Centre, Village of | Charles P Keller 14 | K | 1661 | Rockville Centre | 059 | 36 | 34578 | 6.2 | 6.3 | 6.3 | 6.3 | 6.3 | YES | Internal Combustion | Fuel Oil | Natural Gas | 1.2
R1506 | New York State Elec. & Gas Corp. | Harris Lake | D | 5018 | Newcomb | 031 | 36 | 24685 | 1.7 | 0 | 0 | 0 | 0 |  | Internal Combustion | Fuel Oil |  | 0
R1663 | NRG Power Marketing LLC | Oswego IC 1 | C | 5052 | Oswego | 075 | 36 | 24685 | 0.7 | 0 | 0 | 0 | 0 |  | Internal Combustion | Fuel Oil |  | 0
R1664 | NRG Power Marketing LLC | Oswego IC 2 | C | 5053 | Oswego | 075 | 36 | 27791 | 0.8 | 0 | 0 | 0 | 0 |  | Internal Combustion | Fuel Oil |  | 0
R1665 | NRG Power Marketing LLC | Oswego IC 3 | C | 5054 | Oswego | 075 | 36 | 29403 | 0.8 | 0 | 0 | 0 | 0 |  | Internal Combustion | Fuel Oil |  | 0
R1084 | Cayuga Operating Company, LLC | Cayuga IC 1 | C | 23629 | Lansing | 109 | 36 | 24685 | 2.8 | 0 | 0 | 0 | 0 |  | Internal Combustion | Fuel Oil |  | 0
R1085 | Cayuga Operating Company, LLC | Cayuga IC 2 | C | 23629 | Lansing | 109 | 36 | 24685 | 2.8 | 0 | 0 | 0 | 0 |  | Internal Combustion | Fuel Oil |  | 0
R1391 | Long Island Power Authority | East Hampton 2 | K | 23722 | E Hampton | 103 | 36 | 22981 | 2 | 2 | 2 | 2 | 2 |  | Internal Combustion | Fuel Oil |  | 0.7
R1392 | Long Island Power Authority | East Hampton 3 | K | 23722 | E Hampton | 103 | 36 | 22981 | 2 | 2 | 2 | 2 | 2 |  | Internal Combustion | Fuel Oil |  | 0.7
R1393 | Long Island Power Authority | East Hampton 4 | K | 23722 | E Hampton | 103 | 36 | 22981 | 2 | 2 | 2 | 2 | 2 |  | Internal Combustion | Fuel Oil |  | 0.7
R1422 | Long Island Power Authority | Oceanside (LF) | K | 5008 | Oceanside | 059 | 36 | 33270 | 2.1 | 1.1 | 1.1 | 0 | 0 |  | Internal Combustion | Methane (Bio Gas) |  | 0
R1423 | Long Island Power Authority | Oyster Bay (LF) | K | 5009 | Bethpage | 059 | 36 | 31594 | 1.3 | 0 | 0 | 0 | 0 |  | Internal Combustion | Methane (Bio Gas) |  | 0
R1437 | Long Island Power Authority | Smithtown (LF) | K | 5010 | Smithtown | 103 | 36 | 31382 | 1.1 | 0 | 0 | 0 | 0 |  | Internal Combustion | Methane (Bio Gas) |  | 0
R1444 | Long Island Power Authority | Yaphank (LF) | K | 5012 | Yaphank | 103 | 36 | 30560 | 1.6 | 1.5 | 1.5 | 0 | 0 |  | Internal Combustion | Methane (Bio Gas) |  | 0
R1492 | New York State Elec. & Gas Corp. | AA Dairy | C | 5013 | Ithaca | 109 | 36 | 35947 | 0.1 | 0 | 0 | 0 | 0 |  | Internal Combustion | Methane (Bio Gas) |  | 0
R1668 | Orange and Rockland Utilities | Landfill G.Part19 | G | 5057 | Goshen | 071 | 36 | 32478 | 2.5 | 0 | 0 | 0 | 0 |  | Internal Combustion | Methane (Bio Gas) |  | 0
R1669 | Orange and Rockland Utilities | Middletown LFG | G | 5058 | Goshen | 071 | 36 | 32478 | 3 | 0 | 0 | 0 | 0 |  | Internal Combustion | Methane (Bio Gas) |  | 0
R1608 | Niagara Mohawk Power Corp. | Onondaga Energy Partners | C | 23634 | Onondaga | 067 | 36 | 32112 | 1.4 | 0 | 0 | 0 | 0 |  | Internal Combustion | Methane (Bio Gas) |  | 0
R1583 | Niagara Mohawk Power Corp. | Gloversville Johnstown WWT | F | 23643 | Gloversville | 035 | 36 | 40179 | 0.7 | 0 | 0 | 0 | 0 |  | Internal Combustion | Methane (Bio Gas) |  | 1.2
R1325 | Exelon Generation Company, LLC | High Acres | C | 23767 | Fairport | 117 | 36 | 33390 | 9.6 | 9.6 | 9.6 | 9.6 | 9.6 |  | Internal Combustion | Methane (Bio Gas) |  | 6.4
R1619 | Niagara Mohawk Power Corp. | Sustainable Bioelectric LLC | A | 23774 | Wheatfield | 063 | 36 | 41699 | 0.6 | 0 | 0 | 0 | 0 |  | Internal Combustion | Methane (Bio Gas) |  | 0.9
R1688 | Seneca Energy II, LLC | Seneca Energy 1 | C | 23797 | Seneca Falls | 099 | 36 | 35125 | 8.8 | 8.8 | 8.8 | 8.8 | 8.8 |  | Internal Combustion | Methane (Bio Gas) |  | 106.6
R1689 | Seneca Energy II, LLC | Seneca Energy 2 | C | 23797 | Seneca Falls | 099 | 36 | 35643 | 8.8 | 8.8 | 8.8 | 8.8 | 8.8 |  | Internal Combustion | Methane (Bio Gas) |  | 0
R1687 | Seneca Energy II, LLC | Ontario LFGE | C | 23819 | Canandaigua | 069 | 36 | 37956 | 11.2 | 7.6 | 7.6 | 11.2 | 11.2 |  | Internal Combustion | Methane (Bio Gas) |  | 71.7
R1449 | Model City Energy LLC | Model City Energy | A | 24167 | Lewiston | 063 | 36 | 37043 | 5.6 | 5.6 | 5.6 | 5.6 | 5.6 |  | Internal Combustion | Methane (Bio Gas) |  | 39.5
R1329 | Exelon Generation Company, LLC | Monroe Livingston | B | 24207 | Scottsville | 055 | 36 | 32448 | 2.4 | 2.4 | 2.4 | 2.4 | 2.4 |  | Internal Combustion | Methane (Bio Gas) |  | 7.7
R1364 | Innovative Energy Systems, Inc. | Colonie LFGTE | F | 323577 | Colonie | 001 | 36 | 38777 | 6.4 | 6.4 | 6.4 | 6.4 | 6.4 |  | Internal Combustion | Methane (Bio Gas) |  | 33.7
R1450 | Modern Innovative Energy, LLC | Modern LF | A | 323580 | Lewiston | 063 | 36 | 38749 | 6.4 | 6.4 | 6.4 | 6.4 | 6.4 |  | Internal Combustion | Methane (Bio Gas) |  | 19.9
R1500 | New York State Elec. & Gas Corp. | Broome LFGE | C | 323600 | Binghamton | 007 | 36 | 39326 | 2.4 | 2.1 | 2.1 | 2.1 | 2.1 |  | Internal Combustion | Methane (Bio Gas) |  | 6.3
R1324 | Exelon Generation Company, LLC | Chaffee | A | 323603 | Chaffee | 029 | 36 | 39303 | 6.4 | 6.4 | 6.4 | 6.4 | 6.4 |  | Internal Combustion | Methane (Bio Gas) |  | 46.8
R1328 | Exelon Generation Company, LLC | Mill Seat | B | 323607 | Riga | 055 | 36 | 39283 | 6.4 | 6.4 | 6.4 | 6.4 | 6.4 |  | Internal Combustion | Methane (Bio Gas) |  | 52.8
R1112 | Consolidated Edison Energy, Inc. | Albany LFGE | F | 323615 | Albany | 001 | 36 | 35916 | 5.6 | 4.5 | 4.5 | 5.6 | 5.6 |  | Internal Combustion | Methane (Bio Gas) |  | 28.7
R1363 | Innovative Energy Systems, Inc. | Clinton LFGE | D | 323618 | Morrisonville | 019 | 36 | 39722 | 6.4 | 6.4 | 6.4 | 6.4 | 6.4 |  | Internal Combustion | Methane (Bio Gas) |  | 28.8
R1365 | Innovative Energy Systems, Inc. | DANC LFGE | E | 323619 | Watertown | 045 | 36 | 39699 | 6.4 | 6.4 | 6.4 | 6.4 | 6.4 |  | Internal Combustion | Methane (Bio Gas) |  | 33.4
R1367 | Innovative Energy Systems, Inc. | Hyland LFGE | B | 323620 | Angelica | 003 | 36 | 39699 | 4.8 | 4.8 | 4.8 | 4.8 | 4.8 |  | Internal Combustion | Methane (Bio Gas) |  | 36.1
R1327 | Exelon Generation Company, LLC | Madison County LF | E | 323628 | Wampsville | 053 | 36 | 40238 | 1.6 | 1.6 | 1.6 | 1.6 | 1.6 |  | Internal Combustion | Methane (Bio Gas) |  | 4.5
R1362 | Innovative Energy Systems, Inc. | Chautauqua LFGE | A | 323629 | Jamestown | 013 | 36 | 40221 | 9.6 | 0 | 0 | 0 | 0 |  | Internal Combustion | Methane (Bio Gas) |  | 43.5
R1366 | Innovative Energy Systems, Inc. | Fulton LFGE | F | 323630 | Johnstown | 035 | 36 | 40333 | 3.2 | 0 | 0 | 0 | 0 |  | Internal Combustion | Methane (Bio Gas) |  | 13.8
R1368 | Innovative Energy Systems, Inc. | Steuben County LF | C | 323667 | Bath | 101 | 36 | 41122 | 3.2 | 3.2 | 3.2 | 3.2 | 3.2 |  | Internal Combustion | Methane (Bio Gas) |  | 16.6
R1114 | Consolidated Edison Energy, Inc. | Broome 2 LFGE | C | 323671 | Binghamton | 007 | 36 | 41305 | 2.1 | 2 | 2 | 2 | 2 |  | Internal Combustion | Methane (Bio Gas) |  | 18.6
R1330 | Exelon Generation Company, LLC | Oneida-Herkimer LFGE | E | 323681 | Boonville | 065 | 36 | 41000 | 3.2 | 3.2 | 3.2 | 3.2 | 3.2 |  | Internal Combustion | Methane (Bio Gas) |  | 27
R1331 | Exelon Generation Company, LLC | Synergy Biogas | B | 323694 | Wyoming | 121 | 36 | 41153 | 2 | 2 | 2 | 0 | 0 |  | Internal Combustion | Methane (Bio Gas) |  | 3.1
R1438 | Long Island Power Authority | South Oaks Hosp | K | 5011 | Amityville | 103 | 36 | 33025 | 1 | 0 | 0 | 0 | 0 |  | Internal Combustion | Natural Gas |  | 0
R1667 | Orange and Rockland Utilities | Intl. Crossroads | G | 5056 | Mahwah NJ | 003 | 34 | 32112 | 3 | 0 | 0 | 0 | 0 | YES | Internal Combustion | Natural Gas | Fuel Oil | 0
R1551 | Niagara Mohawk Power Corp. | Burrstone Engy Center, LLC LU | E | 23633 | Utica | 065 | 36 | 40118 | 1.1 | 0 | 0 | 0 | 0 |  | Internal Combustion | Natural Gas |  | 0.9
R1552 | Niagara Mohawk Power Corp. | Burrstone Engy Center, LLC U | E | 23633 | Utica | 065 | 36 | 40118 | 2.2 | 0 | 0 | 0 | 0 |  | Internal Combustion | Natural Gas |  | 0.1
R1614 | Niagara Mohawk Power Corp. | St. Elizabeth Medical Center | E | 23633 | Utica | 065 | 36 | 40940 | 0.6 | 0 | 0 | 0 | 0 |  | Internal Combustion | Natural Gas |  | 0.4
R1625 | Niagara Mohawk Power Corp. | Tri-City JATC | F | 23643 | Latham | 001 | 36 | 40118 | 0 | 0 | 0 | 0 | 0 |  | Internal Combustion | Natural Gas |  | 0
R1542 | Niagara Mohawk Power Corp. | Allied Frozen Storage | A | 23774 | Cheektowaga | 029 | 36 | 39569 | 0.1 | 0 | 0 | 0 | 0 |  | Internal Combustion | Natural Gas |  | 0.1
R1561 | Niagara Mohawk Power Corp. | Cal Ban Power | A | 23774 | Allegany | 003 | 36 | 34851 | 0.1 | 0 | 0 | 0 | 0 |  | Internal Combustion | Natural Gas |  | 0
R1591 | Niagara Mohawk Power Corp. | Hydrocarbon-Algny | A | 23774 | Allegany | 003 | 36 | 33939 | 0.2 | 0 | 0 | 0 | 0 |  | Internal Combustion | Natural Gas |  | 0
R1133 | Cubit Power One Inc. | Arthur Kill Cogen | J | 323718 | Staten Island | 085 | 36 | 43242 | 11.1 | 11.1 | 11.1 | 0 | 0 |  | Internal Combustion | Natural Gas |  | 0.2
R1434 | Long Island Power Authority | Shoreham 2 | K | 23716 | Shoreham | 103 | 36 | 30773 | 18.6 | 18.5 | 23.5 | 16.6 | 22.1 |  | Jet Engine | Fuel Oil |  | 0.6
R1394 | Long Island Power Authority | East Hampton GT 01 | K | 23717 | E Hampton | 103 | 36 | 25903 | 21.3 | 19.2 | 24.4 | 18.4 | 23.4 |  | Jet Engine | Fuel Oil |  | 11.7
R1343 | Helix Ravenswood, LLC | Ravenswood 10 | J | 24258 | Queens | 081 | 36 | 25781 | 25 | 21.2 | 27 | 16.7 | 23.7 | YES | Jet Engine | Kerosene | Natural Gas | 2.1
R1344 | Helix Ravenswood, LLC | Ravenswood 11 | J | 24259 | Queens | 081 | 36 | 25781 | 25 | 20.2 | 25.7 | 16.7 | 24.4 | YES | Jet Engine | Kerosene | Natural Gas | 2.6
R1381 | Long Island Power Authority | Barrett 09 | K | 23700 | Island Park | 059 | 36 | 26085 | 41.8 | 43.4 | 55.2 | 40.6 | 48.6 | YES | Jet Engine | Natural Gas | Fuel Oil | 23
R1382 | Long Island Power Authority | Barrett 10 | K | 23701 | Island Park | 059 | 36 | 26085 | 41.8 | 42.7 | 54.3 | 41.1 | 52.2 | YES | Jet Engine | Natural Gas | Fuel Oil | 16.7
R1383 | Long Island Power Authority | Barrett 11 | K | 23702 | Island Park | 059 | 36 | 26085 | 41.8 | 43.3 | 55.1 | 40.6 | 49.3 | YES | Jet Engine | Natural Gas | Fuel Oil | 38.6
R1384 | Long Island Power Authority | Barrett 12 | K | 23703 | Island Park | 059 | 36 | 26085 | 41.8 | 44 | 56 | 40.1 | 49.4 | YES | Jet Engine | Natural Gas | Fuel Oil | 30
R1057 | Bayonne Energy Center, LLC | Bayonne EC CTG1 | J | 323682 | Bayonne NJ | 017 | 34 | 41061 | 64 | 64 | 66.5 | 57.5 | 62.9 | YES | Jet Engine | Natural Gas | Kerosene | 78.1
R1058 | Bayonne Energy Center, LLC | Bayonne EC CTG2 | J | 323683 | Bayonne NJ | 017 | 34 | 41061 | 64 | 64 | 66.5 | 57.9 | 62.5 | YES | Jet Engine | Natural Gas | Kerosene | 86.6
R1059 | Bayonne Energy Center, LLC | Bayonne EC CTG3 | J | 323684 | Bayonne NJ | 017 | 34 | 41061 | 64 | 64 | 66.5 | 59.3 | 62.3 | YES | Jet Engine | Natural Gas | Kerosene | 72.4
R1060 | Bayonne Energy Center, LLC | Bayonne EC CTG4 | J | 323685 | Bayonne NJ | 017 | 34 | 41061 | 64 | 64 | 66.5 | 56.5 | 62.4 | YES | Jet Engine | Natural Gas | Kerosene | 74.3
R1061 | Bayonne Energy Center, LLC | Bayonne EC CTG5 | J | 323686 | Bayonne NJ | 017 | 34 | 41061 | 64 | 64 | 66.5 | 56.5 | 62.4 | YES | Jet Engine | Natural Gas | Kerosene | 79.8
R1062 | Bayonne Energy Center, LLC | Bayonne EC CTG6 | J | 323687 | Bayonne NJ | 017 | 34 | 41061 | 64 | 64 | 66.5 | 57.7 | 62.7 | YES | Jet Engine | Natural Gas | Kerosene | 72.1
R1063 | Bayonne Energy Center, LLC | Bayonne EC CTG7 | J | 323688 | Bayonne NJ | 017 | 34 | 41061 | 64 | 64 | 66.5 | 59.7 | 63.1 | YES | Jet Engine | Natural Gas | Kerosene | 89.9
R1064 | Bayonne Energy Center, LLC | Bayonne EC CTG8 | J | 323689 | Bayonne NJ | 017 | 34 | 41061 | 64 | 64 | 66.5 | 58.5 | 62.9 | YES | Jet Engine | Natural Gas | Kerosene | 80.7
R1065 | Bayonne Energy Center, LLC | Bayonne EC CTG9 | J | 323749 | Bayonne NJ | 017 | 34 | 43252 | 64 | 60.2 | 64.7 | 61.3 | 65.6 | YES | Jet Engine | Natural Gas | Kerosene | 65.7
R1066 | Bayonne Energy Center, LLC | Bayonne EC CTG10 | J | 323750 | Bayonne NJ | 017 | 34 | 43252 | 64 | 60.2 | 64.7 | 60.8 | 65.3 | YES | Jet Engine | Natural Gas | Kerosene | 62.5
R1369 | Jamestown Board of Public Utilities | Jamestown 5 | A | 1658 | Jamestown | 013 | 36 | 18841 | 28.7 | 23 | 23 | 22 | 21.6 |  | Steam Turbine (Fossile) | Natural Gas | Coal | 0.8
R1370 | Jamestown Board of Public Utilities | Jamestown 6 | A | 1658 | Jamestown | 013 | 36 | 25051 | 25 | 22.4 | 22.4 | 19 | 18.8 |  | Steam Turbine (Fossile) | Natural Gas | Coal | 23.7
R1596 | Niagara Mohawk Power Corp. | Laidlaw Energy | A | 23774 | Ellicottville | 009 | 36 | 33420 | 2.4 | 0 | 0 | 0 | 0 |  | Steam Turbine (Fossile) | Natural Gas |  | 0
R1609 | Niagara Mohawk Power Corp. | Oswego County | C | 23634 | Oswego | 075 | 36 | 31472 | 3.6 | 0 | 0 | 0 | 0 |  | Steam Turbine (Fossile) | Refuse (Solid Waste) |  | 4.3
R1403 | Long Island Power Authority | Hempstead (RR) | K | 23647 | Hempstead | 059 | 36 | 32782 | 78.6 | 73.7 | 73.7 | 72.8 | 74.7 |  | Steam Turbine (Fossile) | Refuse (Solid Waste) |  | 594.1
R1709 | Wheelabrator Westchester, LP | Wheelabrator Westchester | H | 23653 | Peekskill | 119 | 36 | 30773 | 59.7 | 53.5 | 53.5 | 52 | 51.6 |  | Steam Turbine (Fossile) | Refuse (Solid Waste) |  | 392
R1089 | Central Hudson Gas & Elec. Corp. | DCRRA | G | 23765 | Poughkeepsie | 027 | 36 | 32021 | 9.2 | 8.8 | 8.8 | 6.2 | 6.9 |  | Steam Turbine (Fossile) | Refuse (Solid Waste) |  | 23.4
R1708 | Wheelabrator Hudson Falls, LLC | Wheelabrator Hudson Falls | F | 23798 | Hudson Falls | 115 | 36 | 33512 | 14.4 | 12.7 | 12.7 | 10.5 | 11 |  | Steam Turbine (Fossile) | Refuse (Solid Waste) |  | 76.8
R1537 | Niagara Mohawk Power Corp. | Onondaga County | C | 23987 | North Syracuse | 067 | 36 | 34669 | 39.5 | 32.6 | 32.6 | 0 | 0 |  | Steam Turbine (Fossile) | Refuse (Solid Waste) |  | 216.8
R1415 | Long Island Power Authority | Islip (RR) | K | 323679 | Ronkonkoma | 103 | 36 | 32933 | 12.5 | 11.2 | 11.2 | 8.3 | 8.5 |  | Steam Turbine (Fossile) | Refuse (Solid Waste) |  | 55.7
R1375 | Long Island Power Authority | Babylon (RR) | K | 323704 | Babylon | 103 | 36 | 32599 | 17 | 15.5 | 15.5 | 14.6 | 14.6 |  | Steam Turbine (Fossile) | Refuse (Solid Waste) |  | 112.1
R1414 | Long Island Power Authority | Huntington (RR) | K | 323705 | Huntington | 103 | 36 | 33573 | 28 | 24.7 | 24.7 | 24 | 24.1 |  | Steam Turbine (Fossile) | Refuse (Solid Waste) |  | 188.8
R1445 | Lyonsdale Biomass, LLC | Lyonsdale (IIFO - 4/1/18) | E | 23803 | Lyonsdale | 049 | 36 | 33817 | 21.1 | 20.2 | 20.2 | 0 | 0 |  | Steam Turbine (Fossile) | Wood |  | 0
|  |  | count | 319 | sum |  |  | SUM | 45091.7 | 41127.4 | 44177.8 | 39294.5 | 41790.4 |  |  |  |  | 135585.2
This chart isn't available in your version of Excel. Editing this shape or saving this workbook into a different file format will permanently break the chart.
This chart isn't available in your version of Excel. Editing this shape or saving this workbook into a different file format will permanently break the chart.
This chart isn't available in your version of Excel. Editing this shape or saving this workbook into a different file format will permanently break the chart.
This chart isn't available in your version of Excel. Editing this shape or saving this workbook into a different file format will permanently break the chart.
This chart isn't available in your version of Excel. Editing this shape or saving this workbook into a different file format will permanently break the chart.
This chart isn't available in your version of Excel. Editing this shape or saving this workbook into a different file format will permanently break the chart.
This chart isn't available in your version of Excel. Editing this shape or saving this workbook into a different file format will permanently break the chart.
This chart isn't available in your version of Excel. Editing this shape or saving this workbook into a different file format will permanently break the chart.
This chart isn't available in your version of Excel. Editing this shape or saving this workbook into a different file format will permanently break the chart.
This chart isn't available in your version of Excel. Editing this shape or saving this workbook into a different file format will permanently break the chart.
This chart isn't available in your version of Excel. Editing this shape or saving this workbook into a different file format will permanently break the chart.
This chart isn't available in your version of Excel. Editing this shape or saving this workbook into a different file format will permanently break the chart.
Color Notation:
NYCA: green: Note G - Generation is reported as Station Total
NYCA: yellow: generator's nameplate capacity is relatively large but not included in RGGI database.
RGGI: blue: multiple units correspond to one generator in NYCA database
RGGI: red: not included in NYCA database. Sometimes due to multiple units in RGGI are related to multiple generators in NYCA, but exact match cannot be achieved. Or more units in RGGI than that in NYCA. Some units are closed or mothballed.

## 2019 thermal matched
Line Ref. No. | NYISO name | Zone | PTID | Town | County | State | In-Service Date | Name Plate Rating (MW) | 2019 CRIS Summer (MW) | 2019 CRIS Winter (MW) | 2019 Capability Summer (MW) | 2019 Capability Winter (MW) | Dual Fuel | Unit Type | Fuel Type (primary) | Fuel Type (secondary) | 2018 Net Energy (GWh)
R1471 | Jamestown 7 | A | 1659 | Jamestown | 013 | 36 | 37257 | 47.3 | 40 | 40 | 40.9 | 46.2 |  | Combustion Turbine | Natural Gas |  | 109.8 |  |  |  | average
R1472 | Arthur Kill ST 2 | J | 23512 | Staten Island | 085 | 36 | 21763 | 376.2 | 357.7 | 357.7 | 335.4 | 341.8 |  | Steam Turbine (Fossile) | Natural Gas |  | 454.4 | Unit Type | Fuel Type (Primary) | Count | Name Plate Rating (MW) | 2019 CRIS Summer (MW) | 2019 CRIS Winter (MW) | 2019 Capability Summer (MW) | 2019 Capability Winter (MW) | 2018 Net Energy (GWh)
R1473 | Arthur Kill ST 3 | J | 23513 | Staten Island | 085 | 36 | 25355 | 535.5 | 518 | 518 | 519.4 | 522.9 |  | Steam Turbine (Fossile) | Natural Gas |  | 534.3 | Combined Cycle | Natural Gas | 47 | 234.2638 | 198.1532 | 237.2851 | 195.7064 | 225.7851 | 814.2596
R1369 | Allegany | B | 23514 | Hume | 003 | 36 | 34759 | 67 | 62.9 | 82.2 | 61.4 | 63.4 |  | Combined Cycle | Natural Gas |  | 35.7 | Combustion Turbine | Fuel Oil | 8 | 62.6125 | 61.1875 | 76.5125 | 58.9625 | 73.0125 | 3.4375
R1370 | Brooklyn Navy Yard | J | 23515 | Brooklyn | 047 | 36 | 35370 | 322 | 266.9 | 348.6 | 266.8 | 311.3 | YES | Combined Cycle | Natural Gas | Fuel Oil | 1964.7 | Combustion Turbine | Kerosene | 0 | 0 | 0 | 0 | 0 | 0 | 0
R1371 | Astoria 3 | J | 23516 | Queens | 081 | 36 | 21429 | 376 | 369.9 | 369.9 | 370.2 | 373.2 | YES | Steam Turbine (Fossile) | Fuel Oil | Natural Gas | 307.3 | Combustion Turbine | Natural Gas | 29 | 42.4069 | 37.4966 | 40.0862 | 34.731 | 36.7207 | 37.0034
R1334 | Astoria 5 | J | 23518 | Queens | 081 | 36 | 22767 | 387 | 376.3 | 376.3 | 376.9 | 384.2 | YES | Steam Turbine (Fossile) | Fuel Oil | Natural Gas | 757.8 | Internal Combustion | Fuel Oil | 0 | 0 | 0 | 0 | 0 | 0 | 0
R1335 | Wading River 1 | K | 23522 | Shoreham | 103 | 36 | 32721 | 79.5 | 81.2 | 106.1 | 78.1 | 99.9 |  | Combustion Turbine | Fuel Oil |  | 4.2 | Internal Combustion | Methane (Bio Gas) | 0 | 0 | 0 | 0 | 0 | 0 | 0
R1336 | East River 7 | J | 23524 | Manhattan | 061 | 36 | 20241 | 200 | 186.7 | 186.7 | 182.5 | 188.4 | YES | Steam Turbine (Fossile) | Natural Gas | Fuel Oil | 209.6 | Internal Combustion | Natural Gas | 0 | 0 | 0 | 0 | 0 | 0 | 0
R1337 | Bowline 1 | G | 23526 | West Haverstraw | 087 | 36 | 26543 | 621 | 577.7 | 577.7 | 556.8 | 549.5 | YES | Steam Turbine (Fossile) | Natural Gas | Fuel Oil | 238.4 | Jet Engine | Fuel Oil | 11 | 56.4545 | 54.7364 | 68.3727 | 53.1455 | 63.2273 | 6.1091
R1680 | Ravenswood ST 01 | J | 23533 | Queens | 081 | 36 | 23043 | 400 | 365.1 | 365.1 | 368 | 370.2 | YES | Steam Turbine (Fossile) | Fuel Oil | Natural Gas | 598.7 | Jet Engine | Kerosene | 13 | 47.5769 | 43.0615 | 53.5769 | 36.7 | 46.1538 | 3.8
R1681 | Ravenswood ST 02 | J | 23534 | Queens | 081 | 36 | 23132 | 400 | 391.6 | 391.6 | 374 | 375.7 | YES | Steam Turbine (Fossile) | Fuel Oil | Natural Gas | 579 | Jet Engine | Natural Gas | 10 | 44.92 | 39.59 | 51.53 | 12.32 | 14.45 | 14.18
R1682 | Ravenswood ST 03 | J | 23535 | Queens | 081 | 36 | 23894 | 1027 | 986.8 | 986.8 | 975 | 976.2 | YES | Steam Turbine (Fossile) | Fuel Oil | Natural Gas | 797.2 | Steam Turbine (Fossile) | Coal | 3 | 325.8667 | 331.7667 | 331.7667 | 278.9667 | 281.1667 | 230.6667
R1683 | Somerset | A | 23543 | Somerset | 063 | 36 | 30895 | 655.1 | 686.5 | 686.5 | 685.9 | 692.5 |  | Steam Turbine (Fossile) | Coal |  | 593 | Steam Turbine (Fossile) | Fuel Oil | 11 | 546.5091 | 526.2636 | 526.2636 | 513.0455 | 521.1091 | 357.6091
R1684 | Barrett ST 01 | K | 23545 | Island Park | 059 | 36 | 20760 | 188 | 200.2 | 200.2 | 197.2 | 197.2 | YES | Steam Turbine (Fossile) | Natural Gas | Fuel Oil | 566.9 | Steam Turbine (Fossile) | Natural Gas | 18 | 292.1333 | 285.1833 | 285.1833 | 278.7889 | 280.4889 | 355.2944
R1685 | Barrett ST 02 | K | 23546 | Island Park | 059 | 36 | 23285 | 188 | 197.5 | 197.5 | 187.7 | 193 | YES | Steam Turbine (Fossile) | Natural Gas | Fuel Oil | 721.4 | Steam Turbine (Fossile) | Refuse (Solid Waste) | 2 | 25 | 19.6 | 19.6 | 15.6 | 16.1 | 107.2
R1686 | Wading River 2 | K | 23547 | Shoreham | 103 | 36 | 32721 | 79.5 | 81.3 | 106.2 | 75.8 | 98 |  | Combustion Turbine | Fuel Oil |  | 1.3 | Steam Turbine (Fossile) | Wood | 1 | 55.5 | 55.6 | 55.6 | 0 | 0 | 203.4
R1422 | Northport 1 | K | 23551 | Northport | 103 | 36 | 24654 | 387 | 395 | 395 | 397.2 | 395 | YES | Steam Turbine (Fossile) | Natural Gas | Fuel Oil | 340.3 |  | sum | 153
R1423 | Northport 2 | K | 23552 | Northport | 103 | 36 | 24990 | 387 | 396 | 396 | 399.7 | 397.5 | YES | Steam Turbine (Fossile) | Natural Gas | Fuel Oil | 665.4
R1437 | Northport 3 | K | 23553 | Northport | 103 | 36 | 26481 | 387 | 399.2 | 399.2 | 397.7 | 395 | YES | Steam Turbine (Fossile) | Natural Gas | Fuel Oil | 932.1 | Percentage | Unit Type | Count | Name Plate Rating (MW) | 2019 CRIS Summer (MW) | 2019 CRIS Winter (MW) | 2019 Capability Summer (MW) | 2019 Capability Winter (MW) | 2018 Net Energy (GWh)
R1438 | Port Jefferson 3 | K | 23555 | Port Jefferson | 103 | 36 | 21490 | 188 | 194.5 | 194.5 | 189 | 195 | YES | Steam Turbine (Fossile) | Fuel Oil | Natural Gas | 172.7 | 30.72% | Combined Cycle | 47 | 234.2638 | 198.1532 | 237.2851 | 195.7064 | 225.7851 | 814.2596
R1444 | Greenidge 4 | C | 23583 | Torrey | 123 | 36 | 19694 | 112.5 | 106.3 | 106.3 | 104 | 104 |  | Steam Turbine (Fossile) | Natural Gas | Wood | 202.4 | 24.18% | Combustion Turbine | 37 | 46.7757 | 42.6189 | 47.9622 | 39.9703 | 44.5676 | 29.7459
R1492 | Cayuga 1 | C | 23584 | Lansing | 109 | 36 | 20333 | 155.3 | 154.1 | 154.1 | 151 | 151 |  | Steam Turbine (Fossile) | Coal |  | 81.6 | 0% | Internal Combustion | 0 | 0 | 0 | 0 | 0 | 0 | 0
R1506 | Cayuga 2 (IIFO - 7/1/18) | C | 23585 | Lansing | 109 | 36 | 21459 | 167.2 | 154.7 | 154.7 | 0 | 0 |  | Steam Turbine (Fossile) | Coal |  | 17.4 | 22.22% | Jet Engine | 34 | 49.6676 | 45.8176 | 57.7618 | 34.85 | 42.3529 | 7.6
R1663 | Danskammer 1 | G | 23586 | Newburgh | 071 | 36 | 18963 | 72 | 69 | 69 | 69.6 | 69 | YES | Steam Turbine (Fossile) | Natural Gas | Fuel Oil | 2.7 | 22.88% | Steam Turbine (Fossile) | 35 | 352.9457 | 343.2086 | 343.2086 | 329.4229 | 333.0486 | 326.8229
R1664 | Roseton 1 | G | 23587 | Newburgh | 071 | 36 | 27364 | 621 | 614.8 | 614.8 | 584.2 | 608 | YES | Steam Turbine (Fossile) | Fuel Oil | Natural Gas | 264.8
R1665 | Roseton 2 | G | 23588 | Newburgh | 071 | 36 | 27273 | 621 | 605.7 | 605.7 | 600 | 603.5 | YES | Steam Turbine (Fossile) | Fuel Oil | Natural Gas | 251.7 | Percentage | Fuel Type (Primary) | Count | Name Plate Rating (MW) | 2019 CRIS Summer (MW) | 2019 CRIS Winter (MW) | 2019 Capability Summer (MW) | 2019 Capability Winter (MW) | 2018 Net Energy (GWh)
R1667 | Danskammer 2 | G | 23589 | Newburgh | 071 | 36 | 19968 | 73.5 | 64.7 | 64.7 | 65.1 | 67 | YES | Steam Turbine (Fossile) | Natural Gas | Fuel Oil | 2.7 | 67.97% | Natural Gas | 104 | 172.575 | 153.1712 | 172.726 | 147.5654 | 162.2125 | 441.1577
R1668 | Danskammer 3 | G | 23590 | Newburgh | 071 | 36 | 21824 | 147.1 | 139.2 | 139.2 | 136.7 | 140.6 |  | Steam Turbine (Fossile) | Natural Gas |  | 14.2 | 19.61% | Fuel Oil | 30 | 237.7833 | 229.35 | 238.4367 | 223.3267 | 233.7267 | 134.28
R1669 | Danskammer 4 | G | 23591 | Newburgh | 071 | 36 | 24716 | 239.4 | 238.2 | 238.2 | 224 | 228.7 |  | Steam Turbine (Fossile) | Natural Gas |  | 10.9 | 8.497% | Kerosene | 13 | 47.5769 | 43.0615 | 53.5769 | 36.7 | 46.1538 | 3.8
R1647 | Bowline 2 | G | 23595 | West Haverstraw | 087 | 36 | 27150 | 621 | 567.4 | 567.4 | 547.5 | 567.9 | YES | Steam Turbine (Fossile) | Natural Gas | Fuel Oil | 229.3 | 0% | Methane (Bio Gas) | 0 | 0 | 0 | 0 | 0 | 0 | 0
R1648 | Wading River 3 | K | 23601 | Shoreham | 103 | 36 | 32721 | 79.5 | 81.3 | 106.2 | 78.6 | 99.4 |  | Combustion Turbine | Fuel Oil |  | 7.4 | 1.961% | Coal | 3 | 325.8667 | 331.7667 | 331.7667 | 278.9667 | 281.1667 | 230.6667
R1693 | Oswego 5 | C | 23606 | Oswego | 075 | 36 | 27791 | 901.8 | 850.3 | 850.3 | 801.7 | 827 |  | Steam Turbine (Fossile) | Fuel Oil |  | 24.4 | 1.307% | Refuse (Solid Waste) | 2 | 25 | 19.6 | 19.6 | 15.6 | 16.1 | 107.2
R1104 | Oswego 6 | C | 23613 | Oswego | 075 | 36 | 29403 | 901.8 | 835.2 | 835.2 | 815 | 827.5 | YES | Steam Turbine (Fossile) | Fuel Oil | Natural Gas | 24.9 | 0.6536% | Wood | 1 | 55.5 | 55.6 | 55.6 | 0 | 0 | 203.4
R1006 | Port Jefferson 4 | K | 23616 | Port Jefferson | 103 | 36 | 22221 | 188 | 198.7 | 198.7 | 189.5 | 191.7 | YES | Steam Turbine (Fossile) | Fuel Oil | Natural Gas | 155.2
R1007 | Hillburn GT | G | 23639 | Hillburn | 087 | 36 | 26024 | 46.5 | 37.9 | 51.8 | 35.4 | 45.1 | YES | Jet Engine | Natural Gas | Kerosene | 0.4
R1646 | Shoemaker GT | G | 23640 | Middletown | 071 | 36 | 26054 | 41.9 | 33.1 | 45.2 | 32.7 | 40.8 | YES | Jet Engine | Natural Gas | Kerosene | 0.4
R1440 | Northport 4 | K | 23650 | Northport | 103 | 36 | 28460 | 387 | 399.2 | 399.2 | 380 | 373.7 | YES | Steam Turbine (Fossile) | Natural Gas | Fuel Oil | 746.1
R1008 | East River 6 | J | 23660 | Manhattan | 061 | 36 | 18933 | 156.2 | 144.3 | 144.3 | 145.3 | 147.1 | YES | Steam Turbine (Fossile) | Natural Gas | Fuel Oil | 511.6
R1108 | Athens 1 | F | 23668 | Athens | 039 | 36 | 38108 | 441 | 316.6 | 399.9 | 331 | 395.1 | YES | Combined Cycle | Natural Gas | Fuel Oil | 1450.1
R1339 | Athens 2 | F | 23670 | Athens | 039 | 36 | 38108 | 441 | 315.6 | 398.6 | 328.8 | 399 | YES | Combined Cycle | Natural Gas | Fuel Oil | 879.8
R1353 | Athens 3 | F | 23677 | Athens | 039 | 36 | 38108 | 441 | 312.8 | 395.1 | 329 | 395 | YES | Combined Cycle | Natural Gas | Fuel Oil | 1292.1
R1354 | Glenwood GT 02 | K | 23688 | Glenwood | 059 | 36 | 26451 | 55 | 52.7 | 68.8 | 51.4 | 61.7 |  | Combustion Turbine | Fuel Oil |  | 2.1
R1355 | Glenwood GT 03 | K | 23689 | Glenwood | 059 | 36 | 26451 | 55 | 54.7 | 71.5 | 52.9 | 68 |  | Combustion Turbine | Fuel Oil |  | 2.5
R1110 | Holtsville 01 | K | 23690 | Holtsville | 103 | 36 | 27211 | 56.7 | 56.7 | 72.1 | 55.5 | 65.1 |  | Jet Engine | Fuel Oil |  | 2
R1701 | Holtsville 02 | K | 23691 | Holtsville | 103 | 36 | 27211 | 56.7 | 55.3 | 70.3 | 54.3 | 63.1 |  | Jet Engine | Fuel Oil |  | 1.2
R1387 | Holtsville 03 | K | 23692 | Holtsville | 103 | 36 | 27211 | 56.7 | 52.1 | 66.3 | 52.6 | 61.7 |  | Jet Engine | Fuel Oil |  | 0.9
R1388 | Holtsville 04 | K | 23693 | Holtsville | 103 | 36 | 27211 | 56.7 | 52.7 | 67 | 51.2 | 63.8 |  | Jet Engine | Fuel Oil |  | 2.7
R1441 | Holtsville 05 | K | 23694 | Holtsville | 103 | 36 | 27211 | 56.7 | 55.3 | 70.3 | 53.8 | 63.3 |  | Jet Engine | Fuel Oil |  | 1.8
R1605 | Holtsville 06 | K | 23695 | Holtsville | 103 | 36 | 27576 | 56.7 | 53 | 67.4 | 51.9 | 61.6 |  | Jet Engine | Fuel Oil |  | 12.6
R1627 | Holtsville 07 | K | 23696 | Holtsville | 103 | 36 | 27576 | 56.7 | 55.1 | 70.1 | 52.1 | 63.6 |  | Jet Engine | Fuel Oil |  | 4.4
R1373 | Holtsville 08 | K | 23697 | Holtsville | 103 | 36 | 27576 | 56.7 | 57.4 | 73 | 53 | 64 |  | Jet Engine | Fuel Oil |  | 5.7
R1374 | Holtsville 09 | K | 23698 | Holtsville | 103 | 36 | 27576 | 56.7 | 57.5 | 73.1 | 53 | 68.1 |  | Jet Engine | Fuel Oil |  | 4
R1702 | Holtsville 10 | K | 23699 | Holtsville | 103 | 36 | 27576 | 56.7 | 55.1 | 70.1 | 53.8 | 65.1 |  | Jet Engine | Fuel Oil |  | 7.8
R1417 | Barrett GT 01 | K | 23704 | Island Park | 059 | 36 | 25720 | 18 | 18.1 | 23.6 | 18.4 | 20.1 | YES | Combustion Turbine | Natural Gas | Fuel Oil | 3.9
R1418 | Barrett GT 02 | K | 23705 | Island Park | 059 | 36 | 25720 | 18 | 17.4 | 22.7 | 17 | 19.3 | YES | Combustion Turbine | Natural Gas | Fuel Oil | 3.9
R1419 | Barrett 03 | K | 23706 | Island Park | 059 | 36 | 25720 | 18 | 17.9 | 23.4 | 16.1 | 19.9 | YES | Combustion Turbine | Natural Gas | Fuel Oil | 6.5
R1427 | Barrett 04 | K | 23707 | Island Park | 059 | 36 | 25750 | 18 | 17.7 | 23.1 | 17.8 | 20.8 | YES | Combustion Turbine | Natural Gas | Fuel Oil | 9.3
R1145 | Barrett 05 | K | 23708 | Island Park | 059 | 36 | 25750 | 18 | 17.8 | 23.3 | 18.4 | 20.1 | YES | Combustion Turbine | Natural Gas | Fuel Oil | 7
R1082 | Barrett 06 | K | 23709 | Island Park | 059 | 36 | 25750 | 18 | 17.8 | 23.3 | 17 | 19.4 | YES | Combustion Turbine | Natural Gas | Fuel Oil | 4.6
R1083 | Barrett 08 | K | 23711 | Island Park | 059 | 36 | 25750 | 18 | 17.3 | 22.6 | 17.6 | 20.2 | YES | Combustion Turbine | Natural Gas | Fuel Oil | 4.6
R1115 | West Babylon 4 | K | 23714 | West Babylon | 103 | 36 | 26146 | 52.4 | 49 | 64 | 48.9 | 64.8 |  | Combustion Turbine | Fuel Oil |  | 1.9
R1122 | Freeport CT 1 | K | 23764 | Freeport | 059 | 36 | 38139 | 60 | 48.3 | 51.3 | 45.7 | 46.4 | YES | Combustion Turbine | Natural Gas | Fuel Oil | 36.7
R1123 | Indeck-Silver Springs | C | 23768 | Silver Springs | 121 | 36 | 33329 | 56.6 | 51.5 | 66.1 | 49.5 | 63.9 | YES | Combined Cycle | Natural Gas | Fuel Oil | 78.3
R1116 | Sterling | E | 23777 | Sherrill | 065 | 36 | 33390 | 65.3 | 57.4 | 72.1 | 50.9 | 62.5 |  | Combined Cycle | Natural Gas |  | 26.2
R1117 | Fort Drum | E | 23780 | Watertown | 045 | 36 | 41424 | 55.5 | 55.6 | 55.6 | 0 | 0 |  | Steam Turbine (Fossile) | Wood | Fuel Oil | 203.4
R1118 | Indeck-Yerkes | A | 23781 | Tonawanda | 029 | 36 | 32905 | 59.9 | 49.7 | 60.5 | 48 | 55.7 | YES | Combined Cycle | Natural Gas | Fuel Oil | 60.5
R1340 | Indeck-Oswego | C | 23783 | Oswego | 075 | 36 | 32994 | 57.4 | 51.6 | 66.7 | 49.8 | 60 | YES | Combined Cycle | Natural Gas | Fuel Oil | 63.9
R1442 | Lockport | A | 23791 | Lockport | 063 | 36 | 33786 | 221.3 | 225.2 | 261.7 | 210.8 | 230.8 | YES | Combined Cycle | Natural Gas | Fuel Oil | 444.9
R1661 | Saranac Energy | D | 23793 | Plattsburgh | 019 | 36 | 34486 | 285.6 | 253.7 | 298.4 | 249.8 | 276.2 |  | Combined Cycle | Natural Gas |  | 70.8
R1086 | Flynn | K | 23794 | Holtsville | 103 | 36 | 34455 | 170 | 135.5 | 168.4 | 138.6 | 162.7 | YES | Combined Cycle | Natural Gas | Fuel Oil | 636.1
R1094 | Rensselaer | F | 23796 | Rensselaer | 083 | 36 | 34304 | 96.9 | 79 | 79 | 77 | 82.7 | YES | Combined Cycle | Natural Gas | Fuel Oil | 4.2
R1662 | Selkirk-II | F | 23799 | Selkirk | 001 | 36 | 34578 | 338.8 | 291.3 | 380.5 | 281 | 333.1 | YES | Combined Cycle | Natural Gas | Fuel Oil | 389.2
R1428 | Selkirk-I | F | 23801 | Selkirk | 001 | 36 | 33664 | 107.2 | 82.1 | 107.2 | 80.3 | 105.5 | YES | Combined Cycle | Natural Gas | Fuel Oil | 25.1
R1084 | Indeck-Corinth | F | 23802 | Corinth | 091 | 36 | 34881 | 147 | 131.2 | 134 | 130.7 | 135.2 | YES | Combined Cycle | Natural Gas | Fuel Oil | 694.2
R1085 | Greenport GT1 | K | 23814 | Greenport | 103 | 36 | 37804 | 54 | 51.9 | 52.4 | 53.4 | 56.1 |  | Jet Engine | Fuel Oil |  | 24.1
R1551 | Far Rockaway GT2 | K | 23815 | Jamaica Bay | 081 | 36 | 37804 | 60.5 | 55.4 | 75.7 | 54.4 | 54.4 |  | Jet Engine | Kerosene |  | 9.5
R1552 | KIAC_JFK_GT1 | J | 23816 | Jamaica | 081 | 36 | 34731 | 60.6 | 58.7 | 58.7 | 57.5 | 60.8 | YES | Combined Cycle | Natural Gas | Fuel Oil | 301.55
R1614 | KIAC_JFK_GT2 | J | 23817 | Jamaica | 081 | 36 | 34731 | 60.6 | 58.3 | 58.3 | 56.4 | 59.4 | YES | Combined Cycle | Natural Gas | Fuel Oil | 301.55
R1608 | Freeport CT 2 | K | 23818 | Freeport | 059 | 36 | 38047 | 60.5 | 50.3 | 50.3 | 47.1 | 50.7 | YES | Combustion Turbine | Natural Gas | Kerosene | 43.3
R1609 | Ravenswood CC 04 | J | 23820 | Queens | 081 | 36 | 38108 | 250 | 231.2 | 276.7 | 221.8 | 272.5 | YES | Combined Cycle | Natural Gas | Fuel Oil | 1347.4
R1696 | Bethpage | K | 23823 | Hicksville | 059 | 36 | 32752 | 83.6 | 54.9 | 55.1 | 51.5 | 59.7 |  | Combined Cycle | Natural Gas |  | 262
R1697 | Carthage Energy | E | 23857 | Carthage | 045 | 36 | 33451 | 62.9 | 59 | 70.6 | 56.3 | 64.5 | YES | Combined Cycle | Natural Gas | Fuel Oil | 19.9
R1583 | Castleton Energy Center | F | 23900 | Castleton | 083 | 36 | 33604 | 72 | 69 | 86.6 | 68.3 | 78.7 | YES | Combined Cycle | Natural Gas | Fuel Oil | 131.2
R1625 | Massena | D | 23902 | Massena | 089 | 36 | 33786 | 102.1 | 82.2 | 107.9 | 81.2 | 92.3 | YES | Combined Cycle | Natural Gas | Fuel Oil | 1.7
R1403 | Independence | C | 23970 | Scriba | 075 | 36 | 34639 | 1254 | 956.4 | 1130.9 | 988 | 1130.9 |  | Combined Cycle | Natural Gas |  | 4912.1
R1420 | Indeck-Olean | A | 23982 | Olean | 009 | 36 | 34304 | 90.6 | 79.4 | 88.5 | 76.8 | 88 | YES | Combined Cycle | Natural Gas | Fuel Oil | 126.8
R1709 | Beaver Falls | E | 23983 | Beaver Falls | 049 | 36 | 34759 | 107.8 | 80.2 | 94.9 | 81.3 | 91.7 | YES | Combined Cycle | Natural Gas | Fuel Oil | 10.8
R1111 | Syracuse | C | 23985 | Syracuse | 067 | 36 | 34213 | 102.7 | 86.8 | 107.3 | 85.3 | 98.9 | YES | Combined Cycle | Natural Gas | Fuel Oil | 32.5
R1107 | American Ref-Fuel 1 | A | 24010 | Niagara | 063 | 36 | 34090 | 25 | 19.6 | 19.6 | 15.6 | 16.1 |  | Steam Turbine (Fossile) | Refuse (Solid Waste) |  | 107.2
R1451 | American Ref-Fuel 2 | A | 24010 | Niagara | 063 | 36 | 34090 | 25 | 19.6 | 19.6 | 15.6 | 16.1 |  | Steam Turbine (Fossile) | Refuse (Solid Waste) |  | 107.2
R1452 | Batavia | B | 24024 | Batavia | 037 | 36 | 33756 | 67.3 | 57.1 | 71.7 | 48.8 | 60.1 |  | Combined Cycle | Natural Gas |  | 35.3
R1453 | Fortistar - N.Tonawanda | A | 24026 | N Tonawanda | 029 | 36 | 34121 | 68.5 | 59 | 75 | 59.1 | 68.5 | YES | Combined Cycle | Natural Gas | Fuel Oil | 24.1
R1398 | Carr St.-E. Syr | C | 24060 | Dewitt | 067 | 36 | 34182 | 122.6 | 89 | 116.8 | 93.2 | 106.1 | YES | Combined Cycle | Natural Gas | Fuel Oil | 150.5
R1399 | Astoria GT 2-1 | J | 24094 | Queens | 081 | 36 | 25720 | 46.5 | 41.2 | 50.7 | 36.3 | 45.1 | YES | Jet Engine | Kerosene | Natural Gas | 7
R1404 | Astoria GT 2-2 | J | 24095 | Queens | 081 | 36 | 25720 | 46.5 | 42.4 | 52.2 | 34.8 | 44.9 | YES | Jet Engine | Kerosene | Natural Gas | 1.9
R1405 | Astoria GT 2-3 | J | 24096 | Queens | 081 | 36 | 25720 | 46.5 | 41.2 | 50.7 | 35.9 | 46.1 | YES | Jet Engine | Kerosene | Natural Gas | 2.5
R1406 | Astoria GT 2-4 | J | 24097 | Queens | 081 | 36 | 25720 | 46.5 | 41 | 50.5 | 35.8 | 47.4 | YES | Jet Engine | Kerosene | Natural Gas | 4.6
R1407 | Astoria GT 3-1 | J | 24098 | Queens | 081 | 36 | 25720 | 46.5 | 41.2 | 50.7 | 34.1 | 45.2 | YES | Jet Engine | Kerosene | Natural Gas | 2.6
R1408 | Astoria GT 3-2 | J | 24099 | Queens | 081 | 36 | 25720 | 46.5 | 43.5 | 53.5 | 35.8 | 44.8 | YES | Jet Engine | Kerosene | Natural Gas | 2.3
R1409 | Astoria GT 3-3 | J | 24100 | Queens | 081 | 36 | 25720 | 46.5 | 43 | 52.9 | 35.3 | 45.4 | YES | Jet Engine | Kerosene | Natural Gas | 1.8
R1410 | Astoria GT 3-4 | J | 24101 | Queens | 081 | 36 | 25720 | 46.5 | 43 | 52.9 | 36.8 | 46.2 | YES | Jet Engine | Kerosene | Natural Gas | 2.5
R1411 | Astoria GT 4-1 | J | 24102 | Queens | 081 | 36 | 25750 | 46.5 | 42.6 | 52.4 | 35.2 | 45.6 | YES | Jet Engine | Kerosene | Natural Gas | 2.6
R1412 | Astoria GT 4-2 | J | 24103 | Queens | 081 | 36 | 25750 | 46.5 | 41.4 | 51 | 34.7 | 45.5 | YES | Jet Engine | Kerosene | Natural Gas | 5
R1413 | Astoria GT 4-3 | J | 24104 | Queens | 081 | 36 | 25750 | 46.5 | 41.1 | 50.6 | 34.9 | 44.9 | YES | Jet Engine | Kerosene | Natural Gas | 4.3
R1381 | Astoria GT 4-4 | J | 24105 | Queens | 081 | 36 | 25750 | 46.5 | 42.8 | 52.7 | 33.1 | 44.5 | YES | Jet Engine | Kerosene | Natural Gas | 2.8
R1382 | Astoria 2 | J | 24149 | Queens | 081 | 36 | 19784 | 180 | 177 | 177 | 172.4 | 170.5 |  | Steam Turbine (Fossile) | Natural Gas |  | 12.6
R1383 | Stony Brook (BTM:NG) | K | 24151 | Stony Brook | 103 | 36 | 34790 | 47 | 9.6 | 9.6 | 0 | 0 | YES | Combustion Turbine | Natural Gas | Fuel Oil | 83
R1384 | Kent | J | 24152 | Brooklyn | 047 | 36 | 37104 | 47 | 46.9 | 46.9 | 45.9 | 46.6 |  | Combustion Turbine | Natural Gas |  | 53.5
R1385 | Pouch | J | 24155 | Staten Island | 085 | 36 | 37104 | 47 | 47.1 | 47.1 | 45.6 | 46 |  | Combustion Turbine | Natural Gas |  | 59.9
R1386 | Gowanus 5 | J | 24156 | Brooklyn | 047 | 36 | 37104 | 47 | 45.4 | 45.4 | 40 | 40 |  | Combustion Turbine | Natural Gas |  | 71.7
R1376 | Gowanus 6 | J | 24157 | Brooklyn | 047 | 36 | 37104 | 47 | 46.1 | 46.1 | 39.9 | 39.9 |  | Combustion Turbine | Natural Gas |  | 48.9
R1377 | Hellgate 1 | J | 24158 | Bronx | 005 | 36 | 37104 | 47 | 45 | 45 | 39.9 | 39.9 |  | Combustion Turbine | Natural Gas |  | 26.2
R1378 | Hellgate 2 | J | 24159 | Bronx | 005 | 36 | 37104 | 47 | 45 | 45 | 40 | 40 |  | Combustion Turbine | Natural Gas |  | 14
R1379 | Harlem River 1 | J | 24160 | Bronx | 005 | 36 | 37104 | 47 | 46 | 46 | 39.9 | 39.9 |  | Combustion Turbine | Natural Gas |  | 26.4
R1380 | Harlem River 2 | J | 24161 | Bronx | 005 | 36 | 37104 | 47 | 45.2 | 45.2 | 40 | 40 |  | Combustion Turbine | Natural Gas |  | 15.1
R1397 | Vernon Blvd 2 | J | 24162 | Queens | 081 | 36 | 37104 | 47 | 46.2 | 46.2 | 40 | 40 |  | Combustion Turbine | Natural Gas |  | 40.4
R1429 | Vernon Blvd 3 | J | 24163 | Queens | 081 | 36 | 37104 | 47 | 43.8 | 43.8 | 39.9 | 39.9 |  | Combustion Turbine | Natural Gas |  | 23.7
R1443 | Brentwood | K | 24164 | Brentwood | 103 | 36 | 37104 | 47 | 47.1 | 47.1 | 43.8 | 46.3 |  | Combustion Turbine | Natural Gas |  | 60.7
R1433 | Port Jefferson GT 02 | K | 24210 | Port Jefferson | 103 | 36 | 37438 | 53 | 44 | 52 | 41.9 | 46.6 | YES | Combustion Turbine | Natural Gas | Fuel Oil | 23.9
R1434 | Port Jefferson GT 03 | K | 24211 | Port Jefferson | 103 | 36 | 37438 | 53 | 43.1 | 50.9 | 39.1 | 45.4 | YES | Combustion Turbine | Natural Gas | Fuel Oil | 30.9
R1394 | Far Rockaway GT1 | K | 24212 | Far Rockaway | 081 | 36 | 37438 | 60.5 | 53.5 | 73.1 | 55.1 | 58.6 |  | Jet Engine | Natural Gas |  | 140.8
R1421 | Shoreham GT3 | K | 24213 | Shoreham | 103 | 36 | 37469 | 50 | 45.4 | 45.4 | 43.2 | 46.7 |  | Combustion Turbine | Fuel Oil |  | 4.1
R1439 | Shoreham GT4 | K | 24214 | Shoreham | 103 | 36 | 37469 | 50 | 43.9 | 43.9 | 42.8 | 45.6 |  | Combustion Turbine | Fuel Oil |  | 4
R1432 | Pilgrim GT1 | K | 24216 | Brentwood | 103 | 36 | 37469 | 50 | 45.6 | 45.6 | 43 | 46.1 |  | Combustion Turbine | Natural Gas |  | 54.7
R1391 | Pilgrim GT2 | K | 24217 | Brentwood | 103 | 36 | 37469 | 50 | 46.2 | 46.2 | 42.2 | 46.6 |  | Combustion Turbine | Natural Gas |  | 53.7
R1392 | Glenwood GT 04 | K | 24219 | Glenwood | 059 | 36 | 37408 | 53 | 42.3 | 50 | 42.6 | 46.6 | YES | Combustion Turbine | Natural Gas | Fuel Oil | 35.7
R1393 | Glenwood GT 05 | K | 24220 | Glenwood | 059 | 36 | 37408 | 53 | 42 | 49.6 | 42.5 | 44.4 | YES | Combustion Turbine | Natural Gas | Fuel Oil | 50.7
R1342 | Ravenswood 2-1 (IIFO - 4/1/18) | J | 24244 | Queens | 081 | 36 | 25903 | 42.9 | 40.4 | 51.4 | 0 | 0 | YES | Jet Engine | Natural Gas | Kerosene | 0.2
R1704 | Ravenswood 2-2 (IIFO - 4/1/18) | J | 24245 | Queens | 081 | 36 | 25903 | 42.9 | 37.6 | 47.8 | 0 | 0 | YES | Jet Engine | Natural Gas | Kerosene | 0
R1089 | Ravenswood 2-3 (IIFO - 4/1/18) | J | 24246 | Queens | 081 | 36 | 25903 | 42.9 | 39.2 | 49.9 | 0 | 0 | YES | Jet Engine | Natural Gas | Kerosene | 0
R1325 | Ravenswood 2-4 (IIFO - 4/1/18) | J | 24247 | Queens | 081 | 36 | 25903 | 42.9 | 39.8 | 50.6 | 0 | 0 | YES | Jet Engine | Natural Gas | Kerosene | 0
R1357 | Ravenswood 3-1 (IIFO - 4/1/18) | J | 24248 | Queens | 081 | 36 | 25781 | 42.9 | 40.5 | 51.5 | 0 | 0 | YES | Jet Engine | Natural Gas | Kerosene | 0
R1542 | Ravenswood 3-2 (IIFO - 4/1/18) | J | 24249 | Queens | 081 | 36 | 25781 | 42.9 | 38.1 | 48.5 | 0 | 0 | YES | Jet Engine | Natural Gas | Kerosene | 0
R1561 | Ravenswood 3-4 (IIFO - 4/1/18) | J | 24251 | Queens | 081 | 36 | 25781 | 42.9 | 35.8 | 45.5 | 0 | 0 | YES | Jet Engine | Natural Gas | Kerosene | 0
R1591 | East River 1 | J | 323558 | Manhattan | 061 | 36 | 38443 | 185 | 160.5 | 199 | 154.7 | 200.3 | YES | Combined Cycle | Natural Gas | Kerosene | 1141.4
R1595 | East River 2 | J | 323559 | Manhattan | 061 | 36 | 38447 | 185 | 162.4 | 201.4 | 153.1 | 197.3 | YES | Combined Cycle | Natural Gas | Kerosene | 1092.8
R1596 | Pinelawn Power 1 | K | 323563 | Babylon | 103 | 36 | 38504 | 82 | 78 | 78 | 75.5 | 77.9 | YES | Combined Cycle | Natural Gas | Kerosene | 162.2
R1619 | Bethpage 3 | K | 323564 | Hicksville | 059 | 36 | 38473 | 96 | 79.9 | 91.4 | 76.5 | 77.9 |  | Combined Cycle | Natural Gas |  | 121.8
R1698 | Astoria CC 1 | J | 323568 | Queens | 081 | 36 | 38718 | 288 | 246.2 | 270.2 | 235.4 | 260 | YES | Combined Cycle | Natural Gas | Fuel Oil | 1070.2
R1672 | Astoria CC 2 | J | 323569 | Queens | 081 | 36 | 38718 | 288 | 246.2 | 270.2 | 235.4 | 260 | YES | Combined Cycle | Natural Gas | Fuel Oil | 1070.2
R1361 | Bethlehem Energy Center | F | 323570 | Bethlehem | 001 | 36 | 38534 | 893.1 | 835 | 924.8 | 814.6 | 908.5 | YES | Combined Cycle | Natural Gas | Fuel Oil | 5142.1
R1360 | Astoria East Energy - CC1 | J | 323581 | Queens | 081 | 36 | 38808 | 320 | 292.6 | 355.3 | 290.1 | 332.5 | YES | Combined Cycle | Natural Gas | Fuel Oil | 1792.1
R1141 | Astoria East Energy - CC2 | J | 323582 | Queens | 081 | 36 | 38808 | 320 | 292.6 | 355.3 | 290.1 | 332.5 | YES | Combined Cycle | Natural Gas | Fuel Oil | 1792.1
R1067 | Bethpage GT4 | K | 323586 | Hicksville | 059 | 36 | 37438 | 60 | 48.2 | 51.2 | 45 | 47.6 |  | Combustion Turbine | Natural Gas |  | 70.4
R1144 | Caithness_CC_1 | K | 323624 | Brookhaven | 103 | 36 | 40026 | 375 | 315.6 | 389.8 | 325.9 | 362.3 | YES | Combined Cycle | Natural Gas | Fuel Oil | 2478.2
R1705 | EMPIRE_CC_1 | F | 323656 | Rensselaer | 083 | 36 | 40423 | 335 | 294.2 | 360.2 | 299.8 | 333 | YES | Combined Cycle | Natural Gas | Fuel Oil | 1355.4
R1467 | EMPIRE_CC_2 | F | 323658 | Rensselaer | 083 | 36 | 40423 | 335 | 298.2 | 365.1 | 299.8 | 333 | YES | Combined Cycle | Natural Gas | Fuel Oil | 843.1
R1121 | Astoria Energy 2 - CC3 | J | 323677 | Queens | 081 | 36 | 40725 | 330 | 288 | 376.3 | 286.5 | 331.8 | YES | Combined Cycle | Natural Gas | Fuel Oil | 1375.15
R1688 | Astoria Energy 2 - CC4 | J | 323678 | Queens | 081 | 36 | 40725 | 330 | 288 | 376.3 | 286.5 | 331.8 | YES | Combined Cycle | Natural Gas | Fuel Oil | 1375.15
R1689 | Nassau Energy Corporation | K | 323695 | Garden City | 059 | 36 | 33298 | 55 | 51.6 | 60.1 | 43.7 | 53.9 | YES | Combined Cycle | Natural Gas | Fuel Oil | 331
R1708 | CPV_VALLEY___CC1 | G | 323721 | Wawayanda | 071 | 36 | 43160 | 385 | 340 | 380.5 | 309.3 | 377.8 | YES | Combined Cycle | Natural Gas | Fuel Oil | 686.8
R1125 | CPV_VALLEY___CC2 | G | 323722 | Wawayanda | 071 | 36 | 43160 | 385 | 340 | 380.5 | 312.4 | 377.2 | YES | Combined Cycle | Natural Gas | Fuel Oil | 667.3
|  | count | 153 | sum |  |  | SUM | 26782.9 | 24460.2 | 26903.2 | 23391.8 | 25357.6 | 0 |  |  |  | 51068
This chart isn't available in your version of Excel. Editing this shape or saving this workbook into a different file format will permanently break the chart.
This chart isn't available in your version of Excel. Editing this shape or saving this workbook into a different file format will permanently break the chart.
This chart isn't available in your version of Excel. Editing this shape or saving this workbook into a different file format will permanently break the chart.
This chart isn't available in your version of Excel. Editing this shape or saving this workbook into a different file format will permanently break the chart.
This chart isn't available in your version of Excel. Editing this shape or saving this workbook into a different file format will permanently break the chart.
This chart isn't available in your version of Excel. Editing this shape or saving this workbook into a different file format will permanently break the chart.
This chart isn't available in your version of Excel. Editing this shape or saving this workbook into a different file format will permanently break the chart.
This chart isn't available in your version of Excel. Editing this shape or saving this workbook into a different file format will permanently break the chart.
This chart isn't available in your version of Excel. Editing this shape or saving this workbook into a different file format will permanently break the chart.
This chart isn't available in your version of Excel. Editing this shape or saving this workbook into a different file format will permanently break the chart.
This chart isn't available in your version of Excel. Editing this shape or saving this workbook into a different file format will permanently break the chart.
This chart isn't available in your version of Excel. Editing this shape or saving this workbook into a different file format will permanently break the chart.

## 2019 thermal not matched
| Billing Organization | NYISO name | Zone | PTID | Town | County | State | In-Service Date | Name Plate Rating (MW) | 2019 CRIS Summer (MW) | 2019 CRIS Winter (MW) | 2019 Capability Summer (MW) | 2019 Capability Winter (MW) | Dual Fuel | Unit Type | Fuel Type (primary) | Fuel Type (secondary) | 2018 Net Energy (GWh)
R1067 | Binghamton BOP, LLC | Binghamton (RET - 1/9/18) | C | 23790 | Binghamton | 007 | 36 | 36951 | 47.7 | 43.8 | 57.2 | 0 | 0 | YES | Combined Cycle | Natural Gas | Kerosene | 3.5
R1397 | Long Island Power Authority | Glenwood GT 01 | K | 23712 | Glenwood | 059 | 36 | 24563 | 16 | 14.6 | 19.1 | 11.6 | 13.5 |  | Combustion Turbine | Fuel Oil |  | 0 | Unit Type | Fuel Type (Primary) | Count | Name Plate Rating (MW) | 2019 CRIS Summer (MW) | 2019 CRIS Winter (MW) | 2019 Capability Summer (MW) | 2019 Capability Winter (MW) | 2018 Net Energy (GWh)
R1429 | Long Island Power Authority | Port Jefferson GT 01 | K | 23713 | Port Jefferson | 103 | 36 | 24442 | 16 | 14.1 | 18.4 | 12.2 | 15.7 |  | Combustion Turbine | Fuel Oil |  | -0.1 | Combined Cycle | Natural Gas | 1 | 47.7 | 43.8 | 57.2 | 0 | 0 | 3.5
R1433 | Long Island Power Authority | Shoreham 1 | K | 23715 | Shoreham | 103 | 36 | 26115 | 52.9 | 48.9 | 63.9 | 0 | 64.5 |  | Combustion Turbine | Fuel Oil |  | 1.8 | Combustion Turbine | Fuel Oil | 54 | 20.7111 | 18.5463 | 24.2204 | 16.7093 | 23.0296 | 1.75
R1421 | Long Island Power Authority | Northport GT | K | 23718 | Northport | 103 | 36 | 24532 | 16 | 13.8 | 18 | 12.1 | 11.8 |  | Combustion Turbine | Fuel Oil |  | 0.1 | Combustion Turbine | Kerosene | 9 | 18.2556 | 17.4778 | 22.0111 | 15.6778 | 18.4667 | 0.23333
R1439 | Long Island Power Authority | Southold 1 | K | 23719 | Southold | 103 | 36 | 23590 | 14 | 12.3 | 16.1 | 10 | 13.1 |  | Combustion Turbine | Fuel Oil |  | 1.8 | Combustion Turbine | Natural Gas | 6 | 11.5333 | 8.4333 | 10.9333 | 5.9667 | 7.95 | 0.63333
R1432 | Long Island Power Authority | S Hampton 1 | K | 23720 | South Hampton | 103 | 36 | 23071 | 11.5 | 10.3 | 13.5 | 8.8 | 11.9 |  | Combustion Turbine | Fuel Oil |  | 1.5 | Internal Combustion | Fuel Oil | 22 | 2.95 | 2.35 | 2.35 | 2.2273 | 2.3273 | 0.19091
R1009 | Astoria Generating Company L.P. | Gowanus 1-1 | J | 24077 | Brooklyn | 047 | 36 | 26085 | 20 | 19.1 | 24.9 | 18.8 | 24.4 |  | Combustion Turbine | Fuel Oil |  | 0.3 | Internal Combustion | Methane (Bio Gas) | 32 | 4.2781 | 3.35 | 3.35 | 3.3531 | 3.3531 | 20.8903
R1010 | Astoria Generating Company L.P. | Gowanus 1-2 | J | 24078 | Brooklyn | 047 | 36 | 26085 | 20 | 17.1 | 22.3 | 19.4 | 24.9 |  | Combustion Turbine | Fuel Oil |  | 0.2 | Internal Combustion | Natural Gas | 10 | 1.94 | 1.11 | 1.11 | 0 | 0 | 0.17
R1011 | Astoria Generating Company L.P. | Gowanus 1-3 | J | 24079 | Brooklyn | 047 | 36 | 26085 | 20 | 17.2 | 22.5 | 17.7 | 22.9 |  | Combustion Turbine | Fuel Oil |  | 0.2 | Jet Engine | Fuel Oil | 2 | 19.95 | 18.85 | 23.95 | 17.5 | 22.75 | 6.15
R1012 | Astoria Generating Company L.P. | Gowanus 1-4 | J | 24080 | Brooklyn | 047 | 36 | 26085 | 20 | 17.1 | 22.3 | 16.7 | 21.3 |  | Combustion Turbine | Fuel Oil |  | 0.1 | Jet Engine | Kerosene | 2 | 25 | 20.7 | 26.35 | 16.7 | 24.05 | 2.35
R1013 | Astoria Generating Company L.P. | Gowanus 1-5 | J | 24084 | Brooklyn | 047 | 36 | 26085 | 20 | 16.5 | 21.6 | 17.2 | 22.3 |  | Combustion Turbine | Fuel Oil |  | 0.1 | Jet Engine | Natural Gas | 4 | 41.8 | 43.35 | 55.15 | 40.6 | 49.875 | 27.075
R1014 | Astoria Generating Company L.P. | Gowanus 1-6 | J | 24111 | Brooklyn | 047 | 36 | 26085 | 20 | 18 | 23.5 | 16.6 | 21.4 |  | Combustion Turbine | Fuel Oil |  | 0.1 | Steam Turbine (Fossile) | Coal | 0 | 0 | 0 | 0 | 0 | 0 | 0
R1015 | Astoria Generating Company L.P. | Gowanus 1-7 | J | 24112 | Brooklyn | 047 | 36 | 26085 | 20 | 17.6 | 23 | 17.6 | 22.4 |  | Combustion Turbine | Fuel Oil |  | 0.1 | Steam Turbine (Fossile) | Fuel Oil | 0 | 0 | 0 | 0 | 0 | 0 | 0
R1016 | Astoria Generating Company L.P. | Gowanus 1-8 | J | 24113 | Brooklyn | 047 | 36 | 26085 | 20 | 16.1 | 21 | 15.9 | 20.9 |  | Combustion Turbine | Fuel Oil |  | 0 | Steam Turbine (Fossile) | Natural Gas | 3 | 18.7 | 15.1333 | 15.1333 | 13.6667 | 13.4667 | 8.1667
R1017 | Astoria Generating Company L.P. | Gowanus 2-1 | J | 24114 | Brooklyn | 047 | 36 | 26085 | 20 | 17.9 | 23.4 | 17 | 22.5 | YES | Combustion Turbine | Fuel Oil | Natural Gas | 1.9 | Steam Turbine (Fossile) | Refuse (Solid Waste) | 9 | 29.1667 | 25.8556 | 25.8556 | 20.9333 | 21.2667 | 184.8889
R1018 | Astoria Generating Company L.P. | Gowanus 2-2 | J | 24115 | Brooklyn | 047 | 36 | 26085 | 20 | 18.8 | 24.6 | 18.3 | 24.1 | YES | Combustion Turbine | Fuel Oil | Natural Gas | 1.8 | Steam Turbine (Fossile) | Wood | 1 | 21.1 | 20.2 | 20.2 | 0 | 0 | 0
R1019 | Astoria Generating Company L.P. | Gowanus 2-3 | J | 24116 | Brooklyn | 047 | 36 | 26085 | 20 | 20.6 | 26.9 | 19.1 | 24.9 | YES | Combustion Turbine | Fuel Oil | Natural Gas | 1.9 |  | sum | 155
R1020 | Astoria Generating Company L.P. | Gowanus 2-4 | J | 24117 | Brooklyn | 047 | 36 | 26085 | 20 | 19.3 | 25.2 | 17.3 | 23.1 | YES | Combustion Turbine | Fuel Oil | Natural Gas | 0.8 |  |  |  | average
R1021 | Astoria Generating Company L.P. | Gowanus 2-5 | J | 24118 | Brooklyn | 047 | 36 | 26085 | 20 | 18.6 | 24.3 | 18 | 23.4 | YES | Combustion Turbine | Fuel Oil | Natural Gas | 0.6 | Percentage | Unit Type | Count | Name Plate Rating (MW) | 2019 CRIS Summer (MW) | 2019 CRIS Winter (MW) | 2019 Capability Summer (MW) | 2019 Capability Winter (MW) | 2018 Net Energy (GWh)
R1022 | Astoria Generating Company L.P. | Gowanus 2-6 | J | 24119 | Brooklyn | 047 | 36 | 26085 | 20 | 20.3 | 26.5 | 19.5 | 24.9 | YES | Combustion Turbine | Fuel Oil | Natural Gas | 1 | 0.6452% | Combined Cycle | 1 | 47.7 | 43.8 | 57.2 | 0 | 0 | 3.5
R1023 | Astoria Generating Company L.P. | Gowanus 2-7 | J | 24120 | Brooklyn | 047 | 36 | 26085 | 20 | 19.6 | 25.6 | 19.1 | 24.7 | YES | Combustion Turbine | Fuel Oil | Natural Gas | 1 | 44.52% | Combustion Turbine | 69 | 19.5928 | 17.5275 | 22.7768 | 15.6406 | 21.1232 | 1.4551
R1024 | Astoria Generating Company L.P. | Gowanus 2-8 | J | 24121 | Brooklyn | 047 | 36 | 26085 | 20 | 17.7 | 23.1 | 17.7 | 22.9 | YES | Combustion Turbine | Fuel Oil | Natural Gas | 0.4 | 41.29% | Internal Combustion | 64 | 3.4562 | 2.6562 | 2.6562 | 2.4422 | 2.4766 | 10.373
R1025 | Astoria Generating Company L.P. | Gowanus 3-1 | J | 24122 | Brooklyn | 047 | 36 | 26115 | 20 | 17.7 | 23.1 | 16.9 | 21.9 | YES | Combustion Turbine | Fuel Oil | Natural Gas | 0.9 | 5.161% | Jet Engine | 8 | 32.1375 | 31.5625 | 40.15 | 28.85 | 36.6375 | 15.6625
R1026 | Astoria Generating Company L.P. | Gowanus 3-2 | J | 24123 | Brooklyn | 047 | 36 | 26115 | 20 | 17.7 | 23.1 | 17.1 | 22.6 | YES | Combustion Turbine | Fuel Oil | Natural Gas | 0.7 | 8.387% | Steam Turbine (Fossile) | 13 | 26.1308 | 22.9462 | 22.9462 | 17.6462 | 17.8308 | 129.8846
R1027 | Astoria Generating Company L.P. | Gowanus 3-3 | J | 24124 | Brooklyn | 047 | 36 | 26115 | 20 | 19.8 | 25.9 | 18 | 23.8 | YES | Combustion Turbine | Fuel Oil | Natural Gas | 1
R1028 | Astoria Generating Company L.P. | Gowanus 3-4 | J | 24125 | Brooklyn | 047 | 36 | 26115 | 20 | 17.9 | 23.4 | 16.2 | 21.4 | YES | Combustion Turbine | Fuel Oil | Natural Gas | 1 | Percentage | Fuel Type (Primary) | Count | Name Plate Rating (MW) | 2019 CRIS Summer (MW) | 2019 CRIS Winter (MW) | 2019 Capability Summer (MW) | 2019 Capability Winter (MW) | 2018 Net Energy (GWh)
R1029 | Astoria Generating Company L.P. | Gowanus 3-5 | J | 24126 | Brooklyn | 047 | 36 | 26115 | 20 | 19 | 24.8 | 17.3 | 22.8 | YES | Combustion Turbine | Fuel Oil | Natural Gas | 1.4 | 15.48% | Natural Gas | 24 | 14.9833 | 13.5125 | 16.6625 | 9.9667 | 11.9833 | 5.9083
R1030 | Astoria Generating Company L.P. | Gowanus 3-6 | J | 24127 | Brooklyn | 047 | 36 | 26115 | 20 | 17.6 | 23 | 15.5 | 21 | YES | Combustion Turbine | Fuel Oil | Natural Gas | 0.7 | 50.32% | Fuel Oil | 78 | 15.6821 | 13.9859 | 18.0449 | 12.6449 | 17.1833 | 1.4231
R1031 | Astoria Generating Company L.P. | Gowanus 3-7 | J | 24128 | Brooklyn | 047 | 36 | 26115 | 20 | 18.1 | 23.6 | 18.1 | 23.9 | YES | Combustion Turbine | Fuel Oil | Natural Gas | 0.5 | 7.097% | Kerosene | 11 | 19.4818 | 18.0636 | 22.8 | 15.8636 | 19.4818 | 0.61818
R1032 | Astoria Generating Company L.P. | Gowanus 3-8 | J | 24129 | Brooklyn | 047 | 36 | 26115 | 20 | 19 | 24.8 | 16.9 | 23.9 | YES | Combustion Turbine | Fuel Oil | Natural Gas | 0.5 | 20.65% | Methane (Bio Gas) | 32 | 4.2781 | 3.35 | 3.35 | 3.3531 | 3.3531 | 20.8903
R1033 | Astoria Generating Company L.P. | Gowanus 4-1 | J | 24130 | Brooklyn | 047 | 36 | 26115 | 20 | 16.8 | 21.9 | 18.9 | 24.4 |  | Combustion Turbine | Fuel Oil |  | 0.2 | 0% | Coal | 0 | #DIV/0! | #DIV/0! | #DIV/0! | #DIV/0! | #DIV/0! | #DIV/0!
R1034 | Astoria Generating Company L.P. | Gowanus 4-2 | J | 24131 | Brooklyn | 047 | 36 | 26115 | 20 | 17.3 | 22.6 | 17.6 | 22.5 |  | Combustion Turbine | Fuel Oil |  | 0.2 | 5.806% | Refuse (Solid Waste) | 9 | 29.1667 | 25.8556 | 25.8556 | 20.9333 | 21.2667 | 184.8889
R1035 | Astoria Generating Company L.P. | Gowanus 4-3 | J | 24132 | Brooklyn | 047 | 36 | 26115 | 20 | 17.6 | 23 | 16.6 | 20.4 |  | Combustion Turbine | Fuel Oil |  | 0.1 | 0.6452% | Wood | 1 | 21.1 | 20.2 | 20.2 | 0 | 0 | 0
R1036 | Astoria Generating Company L.P. | Gowanus 4-4 | J | 24133 | Brooklyn | 047 | 36 | 26115 | 20 | 17.1 | 22.3 | 16.5 | 22.3 |  | Combustion Turbine | Fuel Oil |  | 0.1
R1037 | Astoria Generating Company L.P. | Gowanus 4-5 | J | 24134 | Brooklyn | 047 | 36 | 26115 | 20 | 17.1 | 22.3 | 16.4 | 22.1 |  | Combustion Turbine | Fuel Oil |  | 0.1
R1038 | Astoria Generating Company L.P. | Gowanus 4-6 | J | 24135 | Brooklyn | 047 | 36 | 26115 | 20 | 18.6 | 24.3 | 18.1 | 23 |  | Combustion Turbine | Fuel Oil |  | 0.1
R1039 | Astoria Generating Company L.P. | Gowanus 4-7 | J | 24136 | Brooklyn | 047 | 36 | 26115 | 20 | 16.6 | 21.7 | 17.2 | 21.7 |  | Combustion Turbine | Fuel Oil |  | 0
R1040 | Astoria Generating Company L.P. | Gowanus 4-8 | J | 24137 | Brooklyn | 047 | 36 | 26115 | 20 | 19 | 24.8 | 17.4 | 21.9 |  | Combustion Turbine | Fuel Oil |  | 0.2
R1041 | Astoria Generating Company L.P. | Narrows 1-1 | J | 24228 | Brooklyn | 047 | 36 | 26420 | 22 | 21 | 27.4 | 19.3 | 24.9 | YES | Combustion Turbine | Fuel Oil | Natural Gas | 6.4
R1042 | Astoria Generating Company L.P. | Narrows 1-2 | J | 24229 | Brooklyn | 047 | 36 | 26420 | 22 | 19.5 | 25.5 | 17.1 | 23.8 | YES | Combustion Turbine | Fuel Oil | Natural Gas | 3.6
R1043 | Astoria Generating Company L.P. | Narrows 1-3 | J | 24230 | Brooklyn | 047 | 36 | 26420 | 22 | 20.4 | 26.6 | 18.3 | 24.9 | YES | Combustion Turbine | Fuel Oil | Natural Gas | 4
R1044 | Astoria Generating Company L.P. | Narrows 1-4 | J | 24231 | Brooklyn | 047 | 36 | 26420 | 22 | 20.1 | 26.3 | 18.8 | 24.9 | YES | Combustion Turbine | Fuel Oil | Natural Gas | 2.7
R1045 | Astoria Generating Company L.P. | Narrows 1-5 | J | 24232 | Brooklyn | 047 | 36 | 26420 | 22 | 19.8 | 25.9 | 19.9 | 24.9 | YES | Combustion Turbine | Fuel Oil | Natural Gas | 3
R1046 | Astoria Generating Company L.P. | Narrows 1-6 | J | 24233 | Brooklyn | 047 | 36 | 26420 | 22 | 18.9 | 24.7 | 16.5 | 22.2 | YES | Combustion Turbine | Fuel Oil | Natural Gas | 3
R1047 | Astoria Generating Company L.P. | Narrows 1-7 | J | 24234 | Brooklyn | 047 | 36 | 26420 | 22 | 18.4 | 24 | 19.4 | 24.9 | YES | Combustion Turbine | Fuel Oil | Natural Gas | 6.1
R1048 | Astoria Generating Company L.P. | Narrows 1-8 | J | 24235 | Brooklyn | 047 | 36 | 26420 | 22 | 19.9 | 26 | 17.5 | 23.2 | YES | Combustion Turbine | Fuel Oil | Natural Gas | 4.6
R1049 | Astoria Generating Company L.P. | Narrows 2-1 | J | 24236 | Brooklyn | 047 | 36 | 26451 | 22 | 19.4 | 25.3 | 19.2 | 24.8 | YES | Combustion Turbine | Fuel Oil | Natural Gas | 3.4
R1050 | Astoria Generating Company L.P. | Narrows 2-2 | J | 24237 | Brooklyn | 047 | 36 | 26451 | 22 | 18.7 | 24.4 | 16.4 | 22.9 | YES | Combustion Turbine | Fuel Oil | Natural Gas | 3.4
R1051 | Astoria Generating Company L.P. | Narrows 2-3 | J | 24238 | Brooklyn | 047 | 36 | 26451 | 22 | 18.4 | 24 | 17.5 | 23.8 | YES | Combustion Turbine | Fuel Oil | Natural Gas | 3.4
R1052 | Astoria Generating Company L.P. | Narrows 2-4 | J | 24239 | Brooklyn | 047 | 36 | 26451 | 22 | 18.4 | 24 | 17.9 | 24.2 | YES | Combustion Turbine | Fuel Oil | Natural Gas | 7
R1053 | Astoria Generating Company L.P. | Narrows 2-5 | J | 24240 | Brooklyn | 047 | 36 | 26451 | 22 | 19.9 | 26 | 18.1 | 24.4 | YES | Combustion Turbine | Fuel Oil | Natural Gas | 4.8
R1054 | Astoria Generating Company L.P. | Narrows 2-6 | J | 24241 | Brooklyn | 047 | 36 | 26451 | 22 | 18.1 | 23.6 | 16.3 | 21.9 | YES | Combustion Turbine | Fuel Oil | Natural Gas | 2.8
R1055 | Astoria Generating Company L.P. | Narrows 2-7 | J | 24242 | Brooklyn | 047 | 36 | 26451 | 22 | 20.7 | 27 | 18.5 | 24.9 | YES | Combustion Turbine | Fuel Oil | Natural Gas | 6.6
R1056 | Astoria Generating Company L.P. | Narrows 2-8 | J | 24243 | Brooklyn | 047 | 36 | 26451 | 22 | 17.5 | 22.9 | 16.3 | 21.9 | YES | Combustion Turbine | Fuel Oil | Natural Gas | 6.4
R1337 | Freeport Electric | Freeport 2-3 | K | 1660 | Freeport | 059 | 36 | 26785 | 18.1 | 18.1 | 18.1 | 18.2 | 17.9 |  | Combustion Turbine | Kerosene |  | 0.1
R1110 | Consolidated Edison Co. of NY, Inc. | Hudson Ave 4 | J | 23540 | Brooklyn | 047 | 36 | 25750 | 16.3 | 13.9 | 18.2 | 0 | 0 |  | Combustion Turbine | Kerosene |  | 0.1
R1086 | Central Hudson Gas & Elec. Corp. | Coxsackie GT | G | 23611 | Coxsackie | 039 | 36 | 25538 | 21.6 | 19.9 | 26 | 19.5 | 23.7 | YES | Combustion Turbine | Kerosene | Natural Gas | 0.6
R1094 | Central Hudson Gas & Elec. Corp. | South Cairo | G | 23612 | Cairo | 039 | 36 | 25720 | 21.6 | 19.8 | 25.9 | 18.6 | 23.4 |  | Combustion Turbine | Kerosene |  | 0.3
R1111 | Consolidated Edison Co. of NY, Inc. | Hudson Ave 5 | J | 23657 | Brooklyn | 047 | 36 | 25750 | 16.3 | 15.1 | 19.7 | 14.7 | 19 |  | Combustion Turbine | Kerosene |  | 0.2
R1109 | Consolidated Edison Co. of NY, Inc. | Hudson Ave 3 | J | 23810 | Brooklyn | 047 | 36 | 25750 | 16.3 | 16 | 20.9 | 16.7 | 19.5 |  | Combustion Turbine | Kerosene |  | 0.2
R1101 | Consolidated Edison Co. of NY, Inc. | 59 St. GT 1 | J | 24138 | Manhattan | 061 | 36 | 25355 | 17.1 | 15.4 | 20.1 | 15.5 | 21.6 | YES | Combustion Turbine | Kerosene | Natural Gas | 0.2
R1102 | Consolidated Edison Co. of NY, Inc. | 74 St. GT 1 | J | 24260 | Manhattan | 061 | 36 | 25112 | 18.5 | 19 | 23.5 | 19 | 19.9 |  | Combustion Turbine | Kerosene |  | 0.2
R1103 | Consolidated Edison Co. of NY, Inc. | 74 St. GT 2 | J | 24261 | Manhattan | 061 | 36 | 25112 | 18.5 | 20.1 | 25.7 | 18.9 | 21.2 |  | Combustion Turbine | Kerosene |  | 0.2
R1646 | NRG Power Marketing LLC | Arthur Kill GT 1 | J | 23520 | Staten Island | 085 | 36 | 25720 | 20 | 16.5 | 21.6 | 12.1 | 15.1 |  | Combustion Turbine | Natural Gas |  | 1
R1008 | Astoria Generating Company L.P. | Astoria GT 01 | J | 23523 | Queens | 081 | 36 | 24654 | 16 | 15.7 | 20.5 | 14.2 | 18.9 |  | Combustion Turbine | Natural Gas |  | 1
R1342 | Helix Ravenswood, LLC | Ravenswood 01 | J | 23729 | Queens | 081 | 36 | 24654 | 18.6 | 8.8 | 11.5 | 7.8 | 6.4 |  | Combustion Turbine | Natural Gas |  | 0.2
R1595 | Niagara Mohawk Power Corp. | Laidlaw Energy | A | 23774 | Ellicottville | 009 | 36 | 33420 | 3.4 | 0 | 0 | 0 | 0 |  | Combustion Turbine | Natural Gas |  | 0
R1533 | Niagara Mohawk Power Corp. | General Mills Inc | A | 23808 | Buffalo | 029 | 36 | 32478 | 3.8 | 3.8 | 3.8 | 0 | 0 |  | Combustion Turbine | Natural Gas |  | 1.6
R1499 | New York State Elec. & Gas Corp. | Auburn - State St. | C | 24147 | Auburn | 011 | 36 | 34700 | 7.4 | 5.8 | 8.2 | 1.7 | 7.3 |  | Combustion Turbine | Natural Gas |  | 0
R1471 | New York Power Authority | Greenport IC 4 | K | 1652 | Greenport | 103 | 36 | 20977 | 1.2 | 1.7 | 1.7 | 0.9 | 1.1 |  | Internal Combustion | Fuel Oil |  | 0
R1472 | New York Power Authority | Greenport IC 5 | K | 1652 | Greenport | 103 | 36 | 23931 | 1.8 | 1.7 | 1.7 | 1.4 | 1.6 |  | Internal Combustion | Fuel Oil |  | 0
R1473 | New York Power Authority | Greenport IC 6 | K | 1652 | Greenport | 103 | 36 | 26193 | 3.8 | 2.7 | 2.7 | 3 | 2.6 |  | Internal Combustion | Fuel Oil |  | 0
R1334 | Freeport Electric | Freeport 1-2 | K | 1660 | Freeport | 059 | 36 | 18111 | 2.9 | 2 | 2 | 2.2 | 2.9 |  | Internal Combustion | Fuel Oil |  | 0
R1335 | Freeport Electric | Freeport 1-3 | K | 1660 | Freeport | 059 | 36 | 19937 | 3.1 | 2.1 | 2.1 | 2.1 | 3.1 |  | Internal Combustion | Fuel Oil |  | 0
R1336 | Freeport Electric | Freeport 1-4 | K | 1660 | Freeport | 059 | 36 | 23651 | 5.1 | 4.4 | 4.4 | 4.5 | 5 |  | Internal Combustion | Fuel Oil |  | 0.1
R1680 | Rockville Centre, Village of | Charles P Keller 07 | K | 1661 | Rockville Centre | 059 | 36 | 15585 | 2 | 2 | 2 | 0 | 0 |  | Internal Combustion | Fuel Oil |  | 0
R1681 | Rockville Centre, Village of | Charles P Keller 09 | K | 1661 | Rockville Centre | 059 | 36 | 19968 | 3.5 | 3.3 | 3.3 | 3.2 | 3.2 | YES | Internal Combustion | Fuel Oil | Natural Gas | 0.2
R1682 | Rockville Centre, Village of | Charles P Keller 10 | K | 1661 | Rockville Centre | 059 | 36 | 19968 | 3.5 | 3.2 | 3.2 | 3.2 | 3.2 | YES | Internal Combustion | Fuel Oil | Natural Gas | 0.3
R1683 | Rockville Centre, Village of | Charles P Keller 11 | K | 1661 | Rockville Centre | 059 | 36 | 22890 | 5.2 | 5.2 | 5.2 | 5.2 | 5.2 | YES | Internal Combustion | Fuel Oil | Natural Gas | 0.3
R1684 | Rockville Centre, Village of | Charles P Keller 12 | K | 1661 | Rockville Centre | 059 | 36 | 24716 | 5.5 | 5.5 | 5.5 | 5.5 | 5.5 | YES | Internal Combustion | Fuel Oil | Natural Gas | 0
R1685 | Rockville Centre, Village of | Charles P Keller 13 | K | 1661 | Rockville Centre | 059 | 36 | 27273 | 5.5 | 5.6 | 5.6 | 5.5 | 5.5 | YES | Internal Combustion | Fuel Oil | Natural Gas | 0
R1686 | Rockville Centre, Village of | Charles P Keller 14 | K | 1661 | Rockville Centre | 059 | 36 | 34578 | 6.2 | 6.3 | 6.3 | 6.3 | 6.3 | YES | Internal Combustion | Fuel Oil | Natural Gas | 1.2
R1506 | New York State Elec. & Gas Corp. | Harris Lake | D | 5018 | Newcomb | 031 | 36 | 24685 | 1.7 | 0 | 0 | 0 | 0 |  | Internal Combustion | Fuel Oil |  | 0
R1663 | NRG Power Marketing LLC | Oswego IC 1 | C | 5052 | Oswego | 075 | 36 | 24685 | 0.7 | 0 | 0 | 0 | 0 |  | Internal Combustion | Fuel Oil |  | 0
R1664 | NRG Power Marketing LLC | Oswego IC 2 | C | 5053 | Oswego | 075 | 36 | 27791 | 0.8 | 0 | 0 | 0 | 0 |  | Internal Combustion | Fuel Oil |  | 0
R1665 | NRG Power Marketing LLC | Oswego IC 3 | C | 5054 | Oswego | 075 | 36 | 29403 | 0.8 | 0 | 0 | 0 | 0 |  | Internal Combustion | Fuel Oil |  | 0
R1084 | Cayuga Operating Company, LLC | Cayuga IC 1 | C | 23629 | Lansing | 109 | 36 | 24685 | 2.8 | 0 | 0 | 0 | 0 |  | Internal Combustion | Fuel Oil |  | 0
R1085 | Cayuga Operating Company, LLC | Cayuga IC 2 | C | 23629 | Lansing | 109 | 36 | 24685 | 2.8 | 0 | 0 | 0 | 0 |  | Internal Combustion | Fuel Oil |  | 0
R1391 | Long Island Power Authority | East Hampton 2 | K | 23722 | E Hampton | 103 | 36 | 22981 | 2 | 2 | 2 | 2 | 2 |  | Internal Combustion | Fuel Oil |  | 0.7
R1392 | Long Island Power Authority | East Hampton 3 | K | 23722 | E Hampton | 103 | 36 | 22981 | 2 | 2 | 2 | 2 | 2 |  | Internal Combustion | Fuel Oil |  | 0.7
R1393 | Long Island Power Authority | East Hampton 4 | K | 23722 | E Hampton | 103 | 36 | 22981 | 2 | 2 | 2 | 2 | 2 |  | Internal Combustion | Fuel Oil |  | 0.7
R1422 | Long Island Power Authority | Oceanside (LF) | K | 5008 | Oceanside | 059 | 36 | 33270 | 2.1 | 1.1 | 1.1 | 0 | 0 |  | Internal Combustion | Methane (Bio Gas) |  | 0
R1423 | Long Island Power Authority | Oyster Bay (LF) | K | 5009 | Bethpage | 059 | 36 | 31594 | 1.3 | 0 | 0 | 0 | 0 |  | Internal Combustion | Methane (Bio Gas) |  | 0
R1437 | Long Island Power Authority | Smithtown (LF) | K | 5010 | Smithtown | 103 | 36 | 31382 | 1.1 | 0 | 0 | 0 | 0 |  | Internal Combustion | Methane (Bio Gas) |  | 0
R1444 | Long Island Power Authority | Yaphank (LF) | K | 5012 | Yaphank | 103 | 36 | 30560 | 1.6 | 1.5 | 1.5 | 0 | 0 |  | Internal Combustion | Methane (Bio Gas) |  | 0
R1492 | New York State Elec. & Gas Corp. | AA Dairy | C | 5013 | Ithaca | 109 | 36 | 35947 | 0.1 | 0 | 0 | 0 | 0 |  | Internal Combustion | Methane (Bio Gas) |  | 0
R1668 | Orange and Rockland Utilities | Landfill G.Part19 | G | 5057 | Goshen | 071 | 36 | 32478 | 2.5 | 0 | 0 | 0 | 0 |  | Internal Combustion | Methane (Bio Gas) |  | 0
R1669 | Orange and Rockland Utilities | Middletown LFG | G | 5058 | Goshen | 071 | 36 | 32478 | 3 | 0 | 0 | 0 | 0 |  | Internal Combustion | Methane (Bio Gas) |  | 0
R1608 | Niagara Mohawk Power Corp. | Onondaga Energy Partners | C | 23634 | Onondaga | 067 | 36 | 32112 | 1.4 | 0 | 0 | 0 | 0 |  | Internal Combustion | Methane (Bio Gas) |  | 0
R1583 | Niagara Mohawk Power Corp. | Gloversville Johnstown WWT | F | 23643 | Gloversville | 035 | 36 | 40179 | 0.7 | 0 | 0 | 0 | 0 |  | Internal Combustion | Methane (Bio Gas) |  | 1.2
R1325 | Exelon Generation Company, LLC | High Acres | C | 23767 | Fairport | 117 | 36 | 33390 | 9.6 | 9.6 | 9.6 | 9.6 | 9.6 |  | Internal Combustion | Methane (Bio Gas) |  | 6.4
R1619 | Niagara Mohawk Power Corp. | Sustainable Bioelectric LLC | A | 23774 | Wheatfield | 063 | 36 | 41699 | 0.6 | 0 | 0 | 0 | 0 |  | Internal Combustion | Methane (Bio Gas) |  | 0.9
R1688 | Seneca Energy II, LLC | Seneca Energy 1 | C | 23797 | Seneca Falls | 099 | 36 | 35125 | 8.8 | 8.8 | 8.8 | 8.8 | 8.8 |  | Internal Combustion | Methane (Bio Gas) |  | 106.6
R1689 | Seneca Energy II, LLC | Seneca Energy 2 | C | 23797 | Seneca Falls | 099 | 36 | 35643 | 8.8 | 8.8 | 8.8 | 8.8 | 8.8 |  | Internal Combustion | Methane (Bio Gas)
R1449 | Model City Energy LLC | Model City Energy | A | 24167 | Lewiston | 063 | 36 | 37043 | 5.6 | 5.6 | 5.6 | 5.6 | 5.6 |  | Internal Combustion | Methane (Bio Gas) |  | 39.5
R1329 | Exelon Generation Company, LLC | Monroe Livingston | B | 24207 | Scottsville | 055 | 36 | 32448 | 2.4 | 2.4 | 2.4 | 2.4 | 2.4 |  | Internal Combustion | Methane (Bio Gas) |  | 7.7
R1364 | Innovative Energy Systems, Inc. | Colonie LFGTE | F | 323577 | Colonie | 001 | 36 | 38777 | 6.4 | 6.4 | 6.4 | 6.4 | 6.4 |  | Internal Combustion | Methane (Bio Gas) |  | 33.7
R1450 | Modern Innovative Energy, LLC | Modern LF | A | 323580 | Lewiston | 063 | 36 | 38749 | 6.4 | 6.4 | 6.4 | 6.4 | 6.4 |  | Internal Combustion | Methane (Bio Gas) |  | 19.9
R1500 | New York State Elec. & Gas Corp. | Broome LFGE | C | 323600 | Binghamton | 007 | 36 | 39326 | 2.4 | 2.1 | 2.1 | 2.1 | 2.1 |  | Internal Combustion | Methane (Bio Gas) |  | 6.3
R1324 | Exelon Generation Company, LLC | Chaffee | A | 323603 | Chaffee | 029 | 36 | 39303 | 6.4 | 6.4 | 6.4 | 6.4 | 6.4 |  | Internal Combustion | Methane (Bio Gas) |  | 46.8
R1328 | Exelon Generation Company, LLC | Mill Seat | B | 323607 | Riga | 055 | 36 | 39283 | 6.4 | 6.4 | 6.4 | 6.4 | 6.4 |  | Internal Combustion | Methane (Bio Gas) |  | 52.8
R1687 | Seneca Energy II, LLC | Ontario LFGE | C | 23819 | Canandaigua | 069 | 36 | 37956 | 11.2 | 7.6 | 7.6 | 11.2 | 11.2 |  | Internal Combustion | Methane (Bio Gas) |  | 71.7
R1112 | Consolidated Edison Energy, Inc. | Albany LFGE | F | 323615 | Albany | 001 | 36 | 35916 | 5.6 | 4.5 | 4.5 | 5.6 | 5.6 |  | Internal Combustion | Methane (Bio Gas) |  | 28.7
R1363 | Innovative Energy Systems, Inc. | Clinton LFGE | D | 323618 | Morrisonville | 019 | 36 | 39722 | 6.4 | 6.4 | 6.4 | 6.4 | 6.4 |  | Internal Combustion | Methane (Bio Gas) |  | 28.8
R1365 | Innovative Energy Systems, Inc. | DANC LFGE | E | 323619 | Watertown | 045 | 36 | 39699 | 6.4 | 6.4 | 6.4 | 6.4 | 6.4 |  | Internal Combustion | Methane (Bio Gas) |  | 33.4
R1367 | Innovative Energy Systems, Inc. | Hyland LFGE | B | 323620 | Angelica | 003 | 36 | 39699 | 4.8 | 4.8 | 4.8 | 4.8 | 4.8 |  | Internal Combustion | Methane (Bio Gas) |  | 36.1
R1327 | Exelon Generation Company, LLC | Madison County LF | E | 323628 | Wampsville | 053 | 36 | 40238 | 1.6 | 1.6 | 1.6 | 1.6 | 1.6 |  | Internal Combustion | Methane (Bio Gas) |  | 4.5
R1362 | Innovative Energy Systems, Inc. | Chautauqua LFGE | A | 323629 | Jamestown | 013 | 36 | 40221 | 9.6 | 0 | 0 | 0 | 0 |  | Internal Combustion | Methane (Bio Gas) |  | 43.5
R1366 | Innovative Energy Systems, Inc. | Fulton LFGE | F | 323630 | Johnstown | 035 | 36 | 40333 | 3.2 | 0 | 0 | 0 | 0 |  | Internal Combustion | Methane (Bio Gas) |  | 13.8
R1368 | Innovative Energy Systems, Inc. | Steuben County LF | C | 323667 | Bath | 101 | 36 | 41122 | 3.2 | 3.2 | 3.2 | 3.2 | 3.2 |  | Internal Combustion | Methane (Bio Gas) |  | 16.6
R1114 | Consolidated Edison Energy, Inc. | Broome 2 LFGE | C | 323671 | Binghamton | 007 | 36 | 41305 | 2.1 | 2 | 2 | 2 | 2 |  | Internal Combustion | Methane (Bio Gas) |  | 18.6
R1330 | Exelon Generation Company, LLC | Oneida-Herkimer LFGE | E | 323681 | Boonville | 065 | 36 | 41000 | 3.2 | 3.2 | 3.2 | 3.2 | 3.2 |  | Internal Combustion | Methane (Bio Gas) |  | 27
R1331 | Exelon Generation Company, LLC | Synergy Biogas | B | 323694 | Wyoming | 121 | 36 | 41153 | 2 | 2 | 2 | 0 | 0 |  | Internal Combustion | Methane (Bio Gas) |  | 3.1
R1438 | Long Island Power Authority | South Oaks Hosp | K | 5011 | Amityville | 103 | 36 | 33025 | 1 | 0 | 0 | 0 | 0 |  | Internal Combustion | Natural Gas |  | 0
R1667 | Orange and Rockland Utilities | Intl. Crossroads | G | 5056 | Mahwah NJ | 003 | 34 | 32112 | 3 | 0 | 0 | 0 | 0 | YES | Internal Combustion | Natural Gas | Fuel Oil | 0
R1551 | Niagara Mohawk Power Corp. | Burrstone Engy Center, LLC LU | E | 23633 | Utica | 065 | 36 | 40118 | 1.1 | 0 | 0 | 0 | 0 |  | Internal Combustion | Natural Gas |  | 0.9
R1552 | Niagara Mohawk Power Corp. | Burrstone Engy Center, LLC U | E | 23633 | Utica | 065 | 36 | 40118 | 2.2 | 0 | 0 | 0 | 0 |  | Internal Combustion | Natural Gas |  | 0.1
R1614 | Niagara Mohawk Power Corp. | St. Elizabeth Medical Center | E | 23633 | Utica | 065 | 36 | 40940 | 0.6 | 0 | 0 | 0 | 0 |  | Internal Combustion | Natural Gas |  | 0.4
R1625 | Niagara Mohawk Power Corp. | Tri-City JATC | F | 23643 | Latham | 001 | 36 | 40118 | 0 | 0 | 0 | 0 | 0 |  | Internal Combustion | Natural Gas |  | 0
R1542 | Niagara Mohawk Power Corp. | Allied Frozen Storage | A | 23774 | Cheektowaga | 029 | 36 | 39569 | 0.1 | 0 | 0 | 0 | 0 |  | Internal Combustion | Natural Gas |  | 0.1
R1561 | Niagara Mohawk Power Corp. | Cal Ban Power | A | 23774 | Allegany | 003 | 36 | 34851 | 0.1 | 0 | 0 | 0 | 0 |  | Internal Combustion | Natural Gas |  | 0
R1591 | Niagara Mohawk Power Corp. | Hydrocarbon-Algny | A | 23774 | Allegany | 003 | 36 | 33939 | 0.2 | 0 | 0 | 0 | 0 |  | Internal Combustion | Natural Gas |  | 0
R1133 | Cubit Power One Inc. | Arthur Kill Cogen | J | 323718 | Staten Island | 085 | 36 | 43242 | 11.1 | 11.1 | 11.1 | 0 | 0 |  | Internal Combustion | Natural Gas |  | 0.2
R1434 | Long Island Power Authority | Shoreham 2 | K | 23716 | Shoreham | 103 | 36 | 30773 | 18.6 | 18.5 | 23.5 | 16.6 | 22.1 |  | Jet Engine | Fuel Oil |  | 0.6
R1394 | Long Island Power Authority | East Hampton GT 01 | K | 23717 | E Hampton | 103 | 36 | 25903 | 21.3 | 19.2 | 24.4 | 18.4 | 23.4 |  | Jet Engine | Fuel Oil |  | 11.7
R1343 | Helix Ravenswood, LLC | Ravenswood 10 | J | 24258 | Queens | 081 | 36 | 25781 | 25 | 21.2 | 27 | 16.7 | 23.7 | YES | Jet Engine | Kerosene | Natural Gas | 2.1
R1344 | Helix Ravenswood, LLC | Ravenswood 11 | J | 24259 | Queens | 081 | 36 | 25781 | 25 | 20.2 | 25.7 | 16.7 | 24.4 | YES | Jet Engine | Kerosene | Natural Gas | 2.6
R1381 | Long Island Power Authority | Barrett 09 | K | 23700 | Island Park | 059 | 36 | 26085 | 41.8 | 43.4 | 55.2 | 40.6 | 48.6 | YES | Jet Engine | Natural Gas | Fuel Oil | 23
R1382 | Long Island Power Authority | Barrett 10 | K | 23701 | Island Park | 059 | 36 | 26085 | 41.8 | 42.7 | 54.3 | 41.1 | 52.2 | YES | Jet Engine | Natural Gas | Fuel Oil | 16.7
R1383 | Long Island Power Authority | Barrett 11 | K | 23702 | Island Park | 059 | 36 | 26085 | 41.8 | 43.3 | 55.1 | 40.6 | 49.3 | YES | Jet Engine | Natural Gas | Fuel Oil | 38.6
R1384 | Long Island Power Authority | Barrett 12 | K | 23703 | Island Park | 059 | 36 | 26085 | 41.8 | 44 | 56 | 40.1 | 49.4 | YES | Jet Engine | Natural Gas | Fuel Oil | 30
R1369 | Jamestown Board of Public Utilities | Jamestown 5 | A | 1658 | Jamestown | 013 | 36 | 18841 | 28.7 | 23 | 23 | 22 | 21.6 |  | Steam Turbine (Fossile) | Natural Gas | Coal | 0.8
R1370 | Jamestown Board of Public Utilities | Jamestown 6 | A | 1658 | Jamestown | 013 | 36 | 25051 | 25 | 22.4 | 22.4 | 19 | 18.8 |  | Steam Turbine (Fossile) | Natural Gas | Coal | 23.7
R1596 | Niagara Mohawk Power Corp. | Laidlaw Energy | A | 23774 | Ellicottville | 009 | 36 | 33420 | 2.4 | 0 | 0 | 0 | 0 |  | Steam Turbine (Fossile) | Natural Gas |  | 0
R1609 | Niagara Mohawk Power Corp. | Oswego County | C | 23634 | Oswego | 075 | 36 | 31472 | 3.6 | 0 | 0 | 0 | 0 |  | Steam Turbine (Fossile) | Refuse (Solid Waste) |  | 4.3
R1403 | Long Island Power Authority | Hempstead (RR) | K | 23647 | Hempstead | 059 | 36 | 32782 | 78.6 | 73.7 | 73.7 | 72.8 | 74.7 |  | Steam Turbine (Fossile) | Refuse (Solid Waste) |  | 594.1
R1709 | Wheelabrator Westchester, LP | Wheelabrator Westchester | H | 23653 | Peekskill | 119 | 36 | 30773 | 59.7 | 53.5 | 53.5 | 52 | 51.6 |  | Steam Turbine (Fossile) | Refuse (Solid Waste) |  | 392
R1089 | Central Hudson Gas & Elec. Corp. | DCRRA | G | 23765 | Poughkeepsie | 027 | 36 | 32021 | 9.2 | 8.8 | 8.8 | 6.2 | 6.9 |  | Steam Turbine (Fossile) | Refuse (Solid Waste) |  | 23.4
R1708 | Wheelabrator Hudson Falls, LLC | Wheelabrator Hudson Falls | F | 23798 | Hudson Falls | 115 | 36 | 33512 | 14.4 | 12.7 | 12.7 | 10.5 | 11 |  | Steam Turbine (Fossile) | Refuse (Solid Waste) |  | 76.8
R1537 | Niagara Mohawk Power Corp. | Onondaga County | C | 23987 | North Syracuse | 067 | 36 | 34669 | 39.5 | 32.6 | 32.6 | 0 | 0 |  | Steam Turbine (Fossile) | Refuse (Solid Waste) |  | 216.8
R1415 | Long Island Power Authority | Islip (RR) | K | 323679 | Ronkonkoma | 103 | 36 | 32933 | 12.5 | 11.2 | 11.2 | 8.3 | 8.5 |  | Steam Turbine (Fossile) | Refuse (Solid Waste) |  | 55.7
R1375 | Long Island Power Authority | Babylon (RR) | K | 323704 | Babylon | 103 | 36 | 32599 | 17 | 15.5 | 15.5 | 14.6 | 14.6 |  | Steam Turbine (Fossile) | Refuse (Solid Waste) |  | 112.1
R1414 | Long Island Power Authority | Huntington (RR) | K | 323705 | Huntington | 103 | 36 | 33573 | 28 | 24.7 | 24.7 | 24 | 24.1 |  | Steam Turbine (Fossile) | Refuse (Solid Waste) |  | 188.8
R1445 | Lyonsdale Biomass, LLC | Lyonsdale (IIFO - 4/1/18) | E | 23803 | Lyonsdale | 049 | 36 | 33817 | 21.1 | 20.2 | 20.2 | 0 | 0 |  | Steam Turbine (Fossile) | Wood |  | 0
|  |  | count | 155 | sum |  |  | SUM | 2217.6 | 1974 | 2418.3 | 1695.7 | 2140.9 |  |  |  |  | 103.9
This chart isn't available in your version of Excel. Editing this shape or saving this workbook into a different file format will permanently break the chart.
This chart isn't available in your version of Excel. Editing this shape or saving this workbook into a different file format will permanently break the chart.
This chart isn't available in your version of Excel. Editing this shape or saving this workbook into a different file format will permanently break the chart.
This chart isn't available in your version of Excel. Editing this shape or saving this workbook into a different file format will permanently break the chart.
This chart isn't available in your version of Excel. Editing this shape or saving this workbook into a different file format will permanently break the chart.
This chart isn't available in your version of Excel. Editing this shape or saving this workbook into a different file format will permanently break the chart.
This chart isn't available in your version of Excel. Editing this shape or saving this workbook into a different file format will permanently break the chart.
This chart isn't available in your version of Excel. Editing this shape or saving this workbook into a different file format will permanently break the chart.
This chart isn't available in your version of Excel. Editing this shape or saving this workbook into a different file format will permanently break the chart.
This chart isn't available in your version of Excel. Editing this shape or saving this workbook into a different file format will permanently break the chart.
This chart isn't available in your version of Excel. Editing this shape or saving this workbook into a different file format will permanently break the chart.
This chart isn't available in your version of Excel. Editing this shape or saving this workbook into a different file format will permanently break the chart.

## 2019 thermal import
| Billing Organization | NYISO name | Zone | PTID | Town | County | State | In-Service Date | Name Plate Rating (MW) | 2019 CRIS Summer (MW) | 2019 CRIS Winter (MW) | 2019 Capability Summer (MW) | 2019 Capability Winter (MW) | Dual Fuel | Unit Type | Fuel Type (primary) | Fuel Type (secondary) | 2018 Net Energy (GWh)
R1141 | East Coast Power, LLC | Linden Cogen | J | 23786 | Linden NJ | 039 | 34 | 33725 | 800 | 790.8 | 924.9 | 786.5 | 826.4 | YES | Combined Cycle | Natural Gas | Butane | 4289.8
R1057 | Bayonne Energy Center, LLC | Bayonne EC CTG1 | J | 323682 | Bayonne NJ | 017 | 34 | 41061 | 64 | 64 | 66.5 | 57.5 | 62.9 | YES | Jet Engine | Natural Gas | Kerosene | 78.1
R1058 | Bayonne Energy Center, LLC | Bayonne EC CTG2 | J | 323683 | Bayonne NJ | 017 | 34 | 41061 | 64 | 64 | 66.5 | 57.9 | 62.5 | YES | Jet Engine | Natural Gas | Kerosene | 86.6
R1059 | Bayonne Energy Center, LLC | Bayonne EC CTG3 | J | 323684 | Bayonne NJ | 017 | 34 | 41061 | 64 | 64 | 66.5 | 59.3 | 62.3 | YES | Jet Engine | Natural Gas | Kerosene | 72.4
R1060 | Bayonne Energy Center, LLC | Bayonne EC CTG4 | J | 323685 | Bayonne NJ | 017 | 34 | 41061 | 64 | 64 | 66.5 | 56.5 | 62.4 | YES | Jet Engine | Natural Gas | Kerosene | 74.3
R1061 | Bayonne Energy Center, LLC | Bayonne EC CTG5 | J | 323686 | Bayonne NJ | 017 | 34 | 41061 | 64 | 64 | 66.5 | 56.5 | 62.4 | YES | Jet Engine | Natural Gas | Kerosene | 79.8
R1062 | Bayonne Energy Center, LLC | Bayonne EC CTG6 | J | 323687 | Bayonne NJ | 017 | 34 | 41061 | 64 | 64 | 66.5 | 57.7 | 62.7 | YES | Jet Engine | Natural Gas | Kerosene | 72.1
R1063 | Bayonne Energy Center, LLC | Bayonne EC CTG7 | J | 323688 | Bayonne NJ | 017 | 34 | 41061 | 64 | 64 | 66.5 | 59.7 | 63.1 | YES | Jet Engine | Natural Gas | Kerosene | 89.9
R1064 | Bayonne Energy Center, LLC | Bayonne EC CTG8 | J | 323689 | Bayonne NJ | 017 | 34 | 41061 | 64 | 64 | 66.5 | 58.5 | 62.9 | YES | Jet Engine | Natural Gas | Kerosene | 80.7
R1065 | Bayonne Energy Center, LLC | Bayonne EC CTG9 | J | 323749 | Bayonne NJ | 017 | 34 | 43252 | 64 | 60.2 | 64.7 | 61.3 | 65.6 | YES | Jet Engine | Natural Gas | Kerosene | 65.7
R1066 | Bayonne Energy Center, LLC | Bayonne EC CTG10 | J | 323750 | Bayonne NJ | 017 | 34 | 43252 | 64 | 60.2 | 64.7 | 60.8 | 65.3 | YES | Jet Engine | Natural Gas | Kerosene | 62.5
|  |  | count | 11 | sum |  |  | SUM | 1440 | 1423.2 | 1586.3 | 1372.2 | 1458.5 | 0 |  |  |  | 5051.9

## 2019 nuclear
| Billing Organization | NYISO name | Zone | PTID | Town | County | State | In-Service Date | Name Plate Rating (MW) | 2019 CRIS Summer (MW) | 2019 CRIS Winter (MW) | 2019 Capability Summer (MW) | 2019 Capability Winter (MW) | Dual Fuel | Unit Type | Fuel Type (primary) | Fuel Type (secondary) | 2018 Net Energy (GWh)
R1371 | Jamestown Board of Public Utilities | James A. FitzPatrick | C | 23598 | Scriba | 075 | 36 | 27576 | 882 | 858.9 | 858.9 | 845.4 | 854.5 |  | Steam (BWR Nuclear) | Uranium |  | 6527.8
R1334 | Freeport Electric | Nine Mile Point 1 | C | 23575 | Scriba | 075 | 36 | 25508 | 641.8 | 630.5 | 630.5 | 631.9 | 629 |  | Steam (BWR Nuclear) | Uranium |  | 5314.8 | NYAM unit | Name plate rating | 2018 net energy
R1335 | Freeport Electric | Nine Mile Point 2 | C | 23744 | Scriba | 075 | 36 | 32356 | 1399 | 1310 | 1310 | 1287.8 | 1299 |  | Steam (BWR Nuclear) | Uranium |  | 10119.9 | A2F Nuke | 3536.8 | 26669.1
R1336 | Freeport Electric | Indian Point 2 | H | 23530 | Buchanan | 119 | 36 | 26877 | 1299 | 1026.5 | 1026.5 | 1016.1 | 1025.9 |  | Steam (PWR Nuclear) | Uranium |  | 8000.5 | GHI Nuke | 2311 | 16334
R1337 | Freeport Electric | Indian Point 3 | H | 23531 | Buchanan | 119 | 36 | 27851 | 1012 | 1040.4 | 1040.4 | 1037.9 | 1039.9 |  | Steam (PWR Nuclear) | Uranium |  | 8333.5
R1680 | Rockville Centre, Village of | R. E. Ginna | B | 23603 | Ontario | 117 | 36 | 25750 | 614 | 582 | 582 | 581 | 581.7 |  | Steam (PWR Nuclear) | Uranium |  | 4706.6
|  |  | count | 6 | sum |  |  | SUM | 5847.8 | 5448.3 | 5448.3 | 5400.1 | 5430 |  |  |  | sum | 43003.1

## 2019 renewable
| Billing Organization | NYISO name | Zone | PTID | Town | County | State | In-Service Date | Name Plate Rating (MW) | 2019 CRIS Summer (MW) | 2019 CRIS Winter (MW) | 2019 Capability Summer (MW) | 2019 Capability Winter (MW) | Dual Fuel | Unit Type | Fuel Type (primary) | Fuel Type (secondary) | 2018 Net Energy (GWh)
R1177 | Erie Blvd. Hydro - Black River | Moses Niagara (Fleet) | A | 23760 | Niagara Falls | 063 | 36 | 22282 | 2860 | 2460 | 2460 | 2435 | 2435 |  | Conventional Hydro | Water |  | 16142.8
R1179 | Erie Blvd. Hydro - Black River | St Lawrence - FDR (Fleet) | D | 23600 | Massena | 089 | 36 | 21367 | 1088 | 856 | 856 | 856 | 827 |  | Conventional Hydro | Water |  | 7661.2 | Unit Type | Fuel Type (Primary) | Count | Name Plate Rating (MW) | 2019 CRIS Summer (MW) | 2019 CRIS Winter (MW) | 2019 Capability Summer (MW) | 2019 Capability Winter (MW) | 2018 Net Energy (GWh)
R1222 | Erie Blvd. Hydro - Lower Raquette | International Paper - Palmer | F | 1655 | Corinth | 091 | 36 | 31413 | 49.2 | 30.8 | 30.8 | 0 | 0 |  | Conventional Hydro | Water |  | 0 | Conventional Hydro | Water | 347 | 15.3477 | 13.0674 | 13.0674 | 12.2556 | 12.1729 | 83.7035
R1215 | Erie Blvd. Hydro - Lower Raquette | Boralex - Hudson Falls | F | 24011 | Hudson Falls | 115 | 36 | 34973 | 44 | 43.7 | 43.7 | 0 | 0 |  | Conventional Hydro | Water |  | 201.6 | Energy Storage | Battary | 2 | 5 | 5 | 5 | 0 | 0 | 0
R1155 | Erie Blvd. Hydro - Beaver River | Spier Falls 2 | F | 24058 | Moreau | 091 | 36 | 10959 | 37.6 | 46.9 | 46.9 | 37.6 | 37.6 |  | Conventional Hydro | Water |  | 173.2 | Energy Storage | Fly Wheel | 1 | 20 | 0 | 0 | 0 | 0 | 0
R1371 | Jamestown Board of Public Utilities | Glen Park Hydro | E | 23778 | Glen Park | 045 | 36 | 31413 | 32.6 | 40.4 | 40.4 | 32.6 | 32.6 |  | Conventional Hydro | Water |  | 147.9 | Photovoltaic | Sunlight | 2 | 28.25 | 28.2 | 28.2 | 15.75 | 15.75 | 24.4
R1156 | Erie Blvd. Hydro - Beaver River | Stewarts Bridge 1 | F | 24058 | Hadley | 091 | 36 | 18994 | 30 | 35.8 | 35.8 | 30 | 30 |  | Conventional Hydro | Water |  | 103.5 | Wind Turbine | Wind | 24 | 82.7188 | 75.6583 | 75.6583 | 72.4667 | 72.4667 | 166.0458
R1260 | Erie Blvd. Hydro - Oswegatchie | Finch Pruyn | F | 23643 | Glens Falls | 113 | 36 | 32843 | 29 | 0 | 0 | 0 | 0 |  | Conventional Hydro | Water |  | 0
R1178 | Erie Blvd. Hydro - Black River | Neversink | G | 23608 | Grahamsville | 105 | 36 | 19694 | 25 | 22 | 22 | 25 | 25 |  | Conventional Hydro | Water |  | 7.3 | Two largest Hydro power plants are not included in the following box plots.
R1159 | Erie Blvd. Hydro - Beaver River | Five Falls | E | 24056 | Colton | 089 | 36 | 20090 | 22.5 | 24.4 | 24.4 | 22.5 | 22.5 |  | Conventional Hydro | Water |  | 98.7
R1160 | Erie Blvd. Hydro - Beaver River | Rainbow Falls | E | 24056 | Colton | 089 | 36 | 20455 | 22.5 | 24.4 | 24.4 | 22.5 | 22.5 |  | Conventional Hydro | Water |  | 99.5
R1162 | Erie Blvd. Hydro - Beaver River | Stark | E | 24056 | Stark | 089 | 36 | 20821 | 22.5 | 24.6 | 24.6 | 22.5 | 22.5 |  | Conventional Hydro | Water |  | 95.8
R1187 | Erie Blvd. Hydro - Black River | Allegheny 9 | C | 23528 | Kittanning PA | 005 | 42 | 33147 | 22 | 20.2 | 20.2 | 22 | 22 |  | Conventional Hydro | Water |  | 116.3
R1161 | Erie Blvd. Hydro - Beaver River | South Colton | E | 24056 | South Colton | 089 | 36 | 19725 | 19.35 | 20.9 | 20.9 | 19.4 | 19.4 |  | Conventional Hydro | Water |  | 83.4
R1174 | Erie Blvd. Hydro - Beaver River | Grahamsville | G | 23607 | Grahamsville | 105 | 36 | 20790 | 18 | 16.3 | 16.3 | 18 | 18 |  | Conventional Hydro | Water |  | 95.3
R1314 | Erie Blvd. Hydro - Upper Raquette | Station 5 3 | B | 23604 | Rochester | 055 | 36 | 6757 | 18 | 16.5 | 16.5 | 18 | 18 |  | Conventional Hydro | Water |  | 1.4
R1163 | Erie Blvd. Hydro - Beaver River | Prospect | E | 24049 | Prospect | 043 | 36 | 21551 | 17.32 | 21.7 | 21.7 | 17.3 | 17.3 |  | Conventional Hydro | Water |  | 79
R1186 | Erie Blvd. Hydro - Black River | Allegheny 8 | C | 23528 | Kittanning PA | 005 | 42 | 33147 | 16 | 14.7 | 14.7 | 16 | 16 |  | Conventional Hydro | Water |  | 95.2
R1158 | Erie Blvd. Hydro - Beaver River | Blake | E | 24056 | Stark | 089 | 36 | 20821 | 14.4 | 15.6 | 15.6 | 14.4 | 14.4 |  | Conventional Hydro | Water |  | 60.6
R1312 | Erie Blvd. Hydro - Upper Hudson | Station 5 1 | B | 23604 | Rochester | 055 | 36 | 6757 | 13.982 | 11.8 | 11.8 | 14 | 14 |  | Conventional Hydro | Water |  | 0.6
R1216 | Erie Blvd. Hydro - Lower Raquette | Boralex - South Glens Falls | F | 24028 | Moreau | 091 | 36 | 34669 | 13.8 | 14.8 | 14.8 | 0 | 0 |  | Conventional Hydro | Water |  | 76.9
R1313 | Erie Blvd. Hydro - Upper Raquette | Station 5 2 | B | 23604 | Rochester | 055 | 36 | 6757 | 13.59 | 11.8 | 11.8 | 13.6 | 13.6 |  | Conventional Hydro | Water |  | 1
R1223 | Erie Blvd. Hydro - Lower Raquette | Little Falls Hydro | E | 24013 | Little Falls | 043 | 36 | 31778 | 13 | 12.6 | 12.6 | 0 | 0 |  | Conventional Hydro | Water |  | 57.9
R1220 | Erie Blvd. Hydro - Lower Raquette | Fortis Energy - Moose River | E | 24016 | Lyonsdale | 049 | 36 | 32021 | 12.6 | 12 | 12 | 0 | 0 |  | Conventional Hydro | Water |  | 47.4
R1248 | Erie Blvd. Hydro - Oswegatchie | City of Oswego (High Dam) | C | 23634 | Oswego | 075 | 36 | 34366 | 11.9 | 0 | 0 | 0 | 0 |  | Conventional Hydro | Water |  | 30.5
R1259 | Erie Blvd. Hydro - Oswegatchie | Finch Paper LLC - Glens Falls | F | 23643 | Glens Falls | 113 | 36 | 40118 | 11.8 | 0 | 0 | 0 | 0 |  | Conventional Hydro | Water |  | 0.2
R1335 | Freeport Electric | NYS Dam | F | 23527 | Waterford | 091 | 36 | 33208 | 11.4 | 11.3 | 11.3 | 11.4 | 11.4 |  | Conventional Hydro | Water |  | 54.8
R1668 | Orange and Rockland Utilities | Rio | G | 23641 | Glen Spey | 105 | 36 | 10197 | 10.8 | 10.8 | 10.8 | 10.6 | 10.7 |  | Conventional Hydro | Water |  | 42.3
R1288 | Erie Blvd. Hydro - Seneca Oswego | Stevens&Thompson Paper Co. | F | 23643 | Middle Falls | 115 | 36 | 32112 | 10.5 | 0 | 0 | 0 | 0 |  | Conventional Hydro | Water |  | 30.3
R1086 | Central Hudson Gas & Elec. Corp. | Beardslee 1 | F | 24051 | Little Falls | 043 | 36 | 8767 | 10 | 9.5 | 9.5 | 10 | 10 |  | Conventional Hydro | Water |  | 24.7
R1094 | Central Hudson Gas & Elec. Corp. | Beardslee 2 | F | 24051 | Little Falls | 043 | 36 | 8767 | 10 | 9.5 | 9.5 | 10 | 10 |  | Conventional Hydro | Water |  | 32.2
R1111 | Consolidated Edison Co. of NY, Inc. | School Street 5 | F | 24059 | Cohoes | 001 | 36 | 8767 | 10 | 9.6 | 9.6 | 10 | 10 |  | Conventional Hydro | Water |  | 24.9
R1451 | New Athens Generating Company, LLC | Colton 1 | E | 24057 | Colton | 089 | 36 | 22647 | 10 | 10 | 10 | 10 | 10 |  | Conventional Hydro | Water |  | 68.3
R1452 | New Athens Generating Company, LLC | Colton 2 | E | 24057 | Colton | 089 | 36 | 6576 | 10 | 10 | 10 | 10 | 10 |  | Conventional Hydro | Water |  | 56.4
R1453 | New Athens Generating Company, LLC | Colton 3 | E | 24057 | Colton | 089 | 36 | 10228 | 10 | 10 | 10 | 10 | 10 |  | Conventional Hydro | Water |  | 49.2
R1098 | Central Hudson Gas & Elec. Corp. | E J West 1 | F | 24058 | Hadley | 091 | 36 | 10959 | 10 | 11.9 | 11.9 | 10 | 10 |  | Conventional Hydro | Water |  | 23.6
R1099 | Central Hudson Gas & Elec. Corp. | E J West 2 | F | 24058 | Hadley | 091 | 36 | 10959 | 10 | 11.9 | 11.9 | 10 | 10 |  | Conventional Hydro | Water |  | 30.4
R1221 | Erie Blvd. Hydro - Lower Raquette | International Paper - Curtis | F | 1655 | Corinth | 091 | 36 | 31413 | 9.8 | 30.8 | 30.8 | 0 | 0 |  | Conventional Hydro | Water |  | 320.9
R1205 | Erie Blvd. Hydro - Lower Hudson | Mechanicville 2 | F | 23645 | Stillwater | 091 | 36 | 30560 | 9.3 | 10 | 10 | 9.3 | 9.3 |  | Conventional Hydro | Water |  | 35.9
R1204 | Erie Blvd. Hydro - Lower Hudson | Mechanicville 1 | F | 23645 | Stillwater | 091 | 36 | 30560 | 9.2 | 10 | 10 | 9.2 | 9.3 |  | Conventional Hydro | Water |  | 33.7
R1217 | Erie Blvd. Hydro - Lower Raquette | CHI-LaChute | F | 1654 | Ticonderoga | 031 | 36 | 32112 | 9 | 8.9 | 8.9 | 0 | 0 |  | Conventional Hydro | Water |  | 30.2
R1139 | Eagle Creek Hydro Power, LLC | Sherman Island 3 | F | 24058 | Queensbury | 113 | 36 | 8402 | 8.7 | 9.7 | 9.7 | 8.7 | 8.7 |  | Conventional Hydro | Water |  | 40.7
R1310 | Erie Blvd. Hydro - Upper Hudson | Station 2 1 | B | 23604 | Rochester | 055 | 36 | 4931 | 8.5 | 6.5 | 6.5 | 8.5 | 8.5 |  | Conventional Hydro | Water |  | 23
R1224 | Erie Blvd. Hydro - Lower Raquette | Pyrites Assoc. | E | 24023 | Canton | 089 | 36 | 31382 | 8.2 | 7.5 | 7.5 | 0 | 0 |  | Conventional Hydro | Water |  | 23.5
R1251 | Erie Blvd. Hydro - Oswegatchie | City of Watertown | E | 23633 | Watertown | 045 | 36 | 31413 | 8.1 | 0 | 0 | 0 | 0 |  | Conventional Hydro | Water |  | 11.3
R1137 | Eagle Creek Hydro Power, LLC | Sherman Island 1 | F | 24058 | Queensbury | 113 | 36 | 39873 | 8 | 0 | 0 | 0 | 0 |  | Conventional Hydro | Water |  | 29.7
R1306 | Erie Blvd. Hydro - Upper Hudson | Lyons Falls Hydro | E | 23570 | Lyons Falls | 049 | 36 | 31413 | 8 | 7.3 | 7.3 | 8 | 8 |  | Conventional Hydro | Water |  | 34
R1441 | Long Island Power Authority | Soft Maple 1 | E | 24048 | Croghan | 049 | 36 | 9133 | 7.5 | 8 | 8 | 7.5 | 7.5 |  | Conventional Hydro | Water |  | 13.5
R1605 | Niagara Mohawk Power Corp. | Soft Maple 2 | E | 24048 | Croghan | 049 | 36 | 9133 | 7.5 | 8 | 8 | 7.5 | 7.5 |  | Conventional Hydro | Water |  | 25.6
R1391 | Long Island Power Authority | Browns Falls 1 | E | 24044 | Oswegatchie | 089 | 36 | 8402 | 7.5 | 8 | 8 | 7.5 | 7.5 |  | Conventional Hydro | Water |  | 20.4
R1392 | Long Island Power Authority | Browns Falls 2 | E | 24044 | Oswegatchie | 089 | 36 | 8402 | 7.5 | 8 | 8 | 7.5 | 7.5 |  | Conventional Hydro | Water |  | 34.1
R1167 | Erie Blvd. Hydro - Beaver River | West Delaware Hydro | G | 323627 | Grahamsville | 105 | 36 | 32478 | 7.5 | 7.5 | 7.5 | 7.5 | 7.5 |  | Conventional Hydro | Water |  | 11.5
R1625 | Niagara Mohawk Power Corp. | School Street 1 | F | 24059 | Cohoes | 001 | 36 | 27030 | 7.2 | 6.9 | 6.9 | 7.2 | 7.2 |  | Conventional Hydro | Water |  | 27.9
R1403 | Long Island Power Authority | School Street 2 | F | 24059 | Cohoes | 001 | 36 | 5480 | 7.2 | 6.9 | 6.9 | 7.2 | 7.2 |  | Conventional Hydro | Water |  | 34.2
R1420 | Long Island Power Authority | School Street 3 | F | 24059 | Cohoes | 001 | 36 | 5480 | 7.2 | 6.9 | 6.9 | 7.2 | 7.2 |  | Conventional Hydro | Water |  | 32.3
R1709 | Wheelabrator Westchester, LP | School Street 4 | F | 24059 | Cohoes | 001 | 36 | 8037 | 7.2 | 6.9 | 6.9 | 7.2 | 7.2 |  | Conventional Hydro | Water |  | 29.1
R1138 | Eagle Creek Hydro Power, LLC | Sherman Island 2 | F | 24058 | Queensbury | 113 | 36 | 8402 | 7.2 | 8.1 | 8.1 | 7.2 | 7.2 |  | Conventional Hydro | Water |  | 29
R1140 | Eagle Creek Hydro Power, LLC | Sherman Island 4 | F | 24058 | Queensbury | 113 | 36 | 8402 | 7.2 | 8.1 | 8.1 | 7.2 | 7.2 |  | Conventional Hydro | Water |  | 38.4
R1152 | Erie Blvd. Hydro - Beaver River | Sherman Island 5 | F | 24058 | Queensbury | 113 | 36 | 8402 | 7.2 | 8.1 | 8.1 | 7.2 | 7.2 |  | Conventional Hydro | Water |  | 22.7
R1669 | Orange and Rockland Utilities | Swinging Bridge 2 | G | 23641 | Forestburg | 105 | 36 | 10990 | 7 | 7.9 | 7.9 | 6.9 | 7 |  | Conventional Hydro | Water |  | 20.3
R1093 | Central Hudson Gas & Elec. Corp. | Bennetts Bridge 3 | C | 24043 | Altmar | 075 | 36 | 25569 | 7 | 7.7 | 7.7 | 7 | 7 |  | Conventional Hydro | Water |  | 36.5
R1095 | Central Hudson Gas & Elec. Corp. | Bennetts Bridge 4 | C | 24043 | Altmar | 075 | 36 | 25569 | 7 | 7.7 | 7.7 | 7 | 7 |  | Conventional Hydro | Water |  | 40.5
R1197 | Erie Blvd. Hydro - East Canada Capital | High Falls 3 | D | 23628 | Saranac | 019 | 36 | 20668 | 7 | 8.2 | 8.2 | 7 | 7 |  | Conventional Hydro | Water |  | 0
R1291 | Erie Blvd. Hydro - South Salmon | Stuyvesant Falls Hydro | F | 23643 | Stuyvesant | 021 | 36 | 41306 | 7 | 0 | 0 | 0 | 0 |  | Conventional Hydro | Water |  | 19.5
R1154 | Erie Blvd. Hydro - Beaver River | Spier Falls 1 | F | 24058 | Moreau | 091 | 36 | 8767 | 6.8 | 8.4 | 8.4 | 6.8 | 6.8 |  | Conventional Hydro | Water |  | 66
R1164 | Erie Blvd. Hydro - Beaver River | Trenton Falls 5 | E | 24049 | Trenton | 065 | 36 | 6941 | 6.8 | 9.6 | 9.6 | 6.8 | 6.8 |  | Conventional Hydro | Water |  | 51.9
R1165 | Erie Blvd. Hydro - Beaver River | Trenton Falls 6 | E | 24049 | Trenton | 065 | 36 | 6941 | 6.4 | 9.1 | 9.1 | 6.4 | 6.4 |  | Conventional Hydro | Water |  | 54.1
R1166 | Erie Blvd. Hydro - Beaver River | Trenton Falls 7 | E | 24049 | Trenton | 065 | 36 | 8037 | 6.4 | 9.1 | 9.1 | 6.4 | 6.4 |  | Conventional Hydro | Water |  | 45.4
R1200 | Erie Blvd. Hydro - Lower Hudson | Kent Falls 3 | D | 23628 | Schuyler Falls | 019 | 36 | 31229 | 6.4 | 6 | 6 | 6.4 | 6.4 |  | Conventional Hydro | Water |  | 41.2
R1091 | Central Hudson Gas & Elec. Corp. | Bennetts Bridge 1 | C | 24043 | Altmar | 075 | 36 | 23377 | 6.375 | 7 | 7 | 6.4 | 6.4 |  | Conventional Hydro | Water |  | 11
R1092 | Central Hudson Gas & Elec. Corp. | Bennetts Bridge 2 | C | 24043 | Altmar | 075 | 36 | 24108 | 6.375 | 7 | 7 | 6.4 | 6.4 |  | Conventional Hydro | Water |  | 16.5
R1265 | Erie Blvd. Hydro - Oswegatchie | Green Island Power Authority | F | 23643 | Green Island | 001 | 36 | 25934 | 6 | 0 | 0 | 0 | 0 |  | Conventional Hydro | Water |  | 39.8
R1689 | Seneca Energy II, LLC | Granby 1 | C | 24041 | Granby | 075 | 36 | 30437 | 5 | 5.1 | 5.1 | 5.2 | 5.2 |  | Conventional Hydro | Water |  | 20.7
R1708 | Wheelabrator Hudson Falls, LLC | Granby 2 | C | 24041 | Granby | 075 | 36 | 30437 | 5 | 5.1 | 5.1 | 5.2 | 5.2 |  | Conventional Hydro | Water |  | 21
R1218 | Erie Blvd. Hydro - Lower Raquette | Fortis - Dolgeville | E | 23807 | Dolgeville | 043 | 36 | 31229 | 5 | 6.3 | 6.3 | 0 | 0 |  | Conventional Hydro | Water |  | 1.2
R1262 | Erie Blvd. Hydro - Oswegatchie | Fort Miller Assoc (Hudson River) | F | 23643 | Schuylerville | 091 | 36 | 31321 | 5 | 0 | 0 | 0 | 0 |  | Conventional Hydro | Water |  | 22.7
R1686 | Rockville Centre, Village of | Sturgeon 1 | G | 23609 | Rifton | 111 | 36 | 8767 | 4.8 | 5 | 5 | 0 | 0 |  | Conventional Hydro | Water |  | 0
R1422 | Long Island Power Authority | Sturgeon 2 | G | 23609 | Rifton | 111 | 36 | 8767 | 4.8 | 5.8 | 5.8 | 0 | 0 |  | Conventional Hydro | Water |  | 0
R1423 | Long Island Power Authority | Sturgeon 3 | G | 23609 | Rifton | 111 | 36 | 8767 | 4.8 | 5 | 5 | 0 | 0 |  | Conventional Hydro | Water |  | 0
R1443 | Long Island Power Authority | Hydraulic Race | A | 23848 | Lockport | 063 | 36 | 15342 | 4.68 | 3.1 | 3.1 | 4.7 | 4.7 |  | Conventional Hydro | Water |  | 9.2
R1409 | Long Island Power Authority | Norfolk | E | 24057 | Norfolk | 089 | 36 | 10228 | 4.5 | 4.8 | 4.8 | 4.5 | 4.5 |  | Conventional Hydro | Water |  | 22.4
R1175 | Erie Blvd. Hydro - Beaver River | Jarvis 1 | E | 23743 | Hinckley | 065 | 36 | 33420 | 4.5 | 4.5 | 4.5 | 4.5 | 4.5 |  | Conventional Hydro | Water |  | 6
R1176 | Erie Blvd. Hydro - Black River | Jarvis 2 | E | 23743 | Hinckley | 065 | 36 | 33420 | 4.5 | 4.5 | 4.5 | 4.5 | 4.5 |  | Conventional Hydro | Water |  | 23.2
R1383 | Long Island Power Authority | Allens Falls | D | 24042 | Allens Falls | 089 | 36 | 9863 | 4.4 | 5 | 5 | 4.4 | 4.4 |  | Conventional Hydro | Water |  | 13.7
R1281 | Erie Blvd. Hydro - Seneca Oswego | Northbrook Carthage | E | 23633 | Carthage | 045 | 36 | 31413 | 4.4 | 0 | 0 | 0 | 0 |  | Conventional Hydro | Water |  | 21.4
R1237 | Erie Blvd. Hydro - North Salmon | C.H.I. (Dexter) Hydro | E | 23633 | Dexter | 045 | 36 | 32143 | 4.2 | 0 | 0 | 0 | 0 |  | Conventional Hydro | Water |  | 18.8
R1387 | Long Island Power Authority | Moshier 1 | E | 24048 | Belfort | 043 | 36 | 10594 | 4 | 4 | 4 | 4 | 4 |  | Conventional Hydro | Water |  | 26
R1388 | Long Island Power Authority | Moshier 2 | E | 24048 | Belfort | 043 | 36 | 10594 | 4 | 4 | 4 | 4 | 4 |  | Conventional Hydro | Water |  | 16
R1417 | Long Island Power Authority | Beebee Island 1 | E | 24047 | Watertown | 045 | 36 | 23012 | 4 | 4.4 | 4.4 | 4 | 4 |  | Conventional Hydro | Water |  | 10.7
R1418 | Long Island Power Authority | Beebee Island 2 | E | 24047 | Watertown | 045 | 36 | 24838 | 4 | 4.4 | 4.4 | 4 | 4 |  | Conventional Hydro | Water |  | 27.6
R1195 | Erie Blvd. Hydro - East Canada Capital | High Falls 1 | D | 23628 | Saranac | 019 | 36 | 17746 | 4 | 4.3 | 4.3 | 4 | 4 |  | Conventional Hydro | Water |  | 36.7
R1196 | Erie Blvd. Hydro - East Canada Capital | High Falls 2 | D | 23628 | Saranac | 019 | 36 | 18111 | 4 | 4.3 | 4.3 | 4 | 4 |  | Conventional Hydro | Water |  | 14
R1208 | Erie Blvd. Hydro - Lower Hudson | Mill C 3 | D | 23628 | Plattsburgh | 019 | 36 | 30987 | 3.8 | 3.7 | 3.7 | 3.8 | 3.8 |  | Conventional Hydro | Water |  | 19.1
R1277 | Erie Blvd. Hydro - Seneca Oswego | Mechanicville | F | 23643 | Halfmoon | 091 | 36 | 38412 | 3.8 | 0 | 0 | 0 | 0 |  | Conventional Hydro | Water |  | 21.9
R1096 | Central Hudson Gas & Elec. Corp. | Lighthouse Hill 1 | C | 24043 | Altmar | 075 | 36 | 10959 | 3.75 | 4.1 | 4.1 | 3.8 | 3.8 |  | Conventional Hydro | Water |  | 14.4
R1097 | Central Hudson Gas & Elec. Corp. | Lighthouse Hill 2 | C | 24043 | Altmar | 075 | 36 | 10959 | 3.75 | 4.1 | 4.1 | 3.8 | 3.8 |  | Conventional Hydro | Water |  | 10.8
R1082 | Cayuga Operating Company, LLC | Deferiet 1 | E | 24047 | Deferiet | 045 | 36 | 9133 | 3.6 | 3.7 | 3.7 | 3.6 | 3.6 |  | Conventional Hydro | Water |  | 16
R1083 | Cayuga Operating Company, LLC | Deferiet 2 | E | 24047 | Deferiet | 045 | 36 | 9133 | 3.6 | 3.7 | 3.7 | 3.6 | 3.6 |  | Conventional Hydro | Water |  | 21.2
R1115 | Consolidated Edison Energy, Inc. | Deferiet 3 | E | 24047 | Deferiet | 045 | 36 | 9133 | 3.6 | 3.7 | 3.7 | 3.6 | 3.6 |  | Conventional Hydro | Water |  | 13.7
R1398 | Long Island Power Authority | East Norfolk | E | 24057 | East Norfolk | 089 | 36 | 10228 | 3.6 | 4 | 4 | 3.5 | 3.5 |  | Conventional Hydro | Water |  | 21.9
R1399 | Long Island Power Authority | Hannawa Falls 1 | E | 24057 | Hannawa Falls | 089 | 36 | 5115 | 3.6 | 3.7 | 3.7 | 3.6 | 3.6 |  | Conventional Hydro | Water |  | 25.3
R1404 | Long Island Power Authority | Hannawa Falls 2 | E | 24057 | Hannawa Falls | 089 | 36 | 7306 | 3.6 | 3.7 | 3.7 | 3.6 | 3.6 |  | Conventional Hydro | Water |  | 21.2
R1198 | Erie Blvd. Hydro - East Canada Mohawk | Kent Falls 1 | D | 23628 | Schuyler Falls | 019 | 36 | 10441 | 3.6 | 3 | 3 | 3.6 | 3.6 |  | Conventional Hydro | Water |  | 16.6
R1199 | Erie Blvd. Hydro - East Canada Mohawk | Kent Falls 2 | D | 23628 | Schuyler Falls | 019 | 36 | 10441 | 3.6 | 3 | 3 | 3.6 | 3.6 |  | Conventional Hydro | Water |  | 0
R1219 | Erie Blvd. Hydro - Lower Raquette | Fortis Energy - Philadelphia | E | 1656 | Philadelphia | 045 | 36 | 31625 | 3.6 | 3.2 | 3.2 | 0 | 0 |  | Conventional Hydro | Water |  | 10.2
R1283 | Erie Blvd. Hydro - Seneca Oswego | Ogdensburg Hydro | E | 23633 | Ogdensburg | 089 | 36 | 32112 | 3.5 | 0 | 0 | 0 | 0 |  | Conventional Hydro | Water |  | 9.2
R1261 | Erie Blvd. Hydro - Oswegatchie | Forestport Hydro | E | 23633 | Forestport | 065 | 36 | 32112 | 3.4 | 0 | 0 | 0 | 0 |  | Conventional Hydro | Water |  | 7.2
R1284 | Erie Blvd. Hydro - Seneca Oswego | Oswego Hydro Partners LP (Phoenix) | C | 23634 | Phoenix | 075 | 36 | 33208 | 3.4 | 0 | 0 | 0 | 0 |  | Conventional Hydro | Water |  | 10.4
R1290 | Erie Blvd. Hydro - South Salmon | Stillwater Hydro Partners LP | F | 23643 | Stillwater | 091 | 36 | 34060 | 3.4 | 0 | 0 | 0 | 0 |  | Conventional Hydro | Water |  | 13.9
R1305 | Erie Blvd. Hydro - Upper Hudson | Hampshire Paper | E | 323593 | Gouverneur | 089 | 36 | 31837 | 3.4 | 3.5 | 3.5 | 3.4 | 3.4 |  | Conventional Hydro | Water |  | 14.9
R1334 | Freeport Electric | Fourth Branch | F | 23824 | Waterford | 091 | 36 | 32112 | 3.3 | 3.5 | 3.5 | 3.3 | 3.3 |  | Conventional Hydro | Water |  | 15.9
R1254 | Erie Blvd. Hydro - Oswegatchie | Copenhagen Assoc. | E | 23633 | Copenhagen | 049 | 36 | 31413 | 3.3 | 0 | 0 | 0 | 0 |  | Conventional Hydro | Water |  | 7.3
R1275 | Erie Blvd. Hydro - Seneca Oswego | Long Falls Hydro | E | 23633 | Carthage | 045 | 36 | 33390 | 3.3 | 0 | 0 | 0 | 0 |  | Conventional Hydro | Water |  | 4.9
R1609 | Niagara Mohawk Power Corp. | Schaghticoke 1 | F | 24059 | Schaghticoke | 083 | 36 | 2923 | 3.275 | 4.1 | 4.1 | 3.3 | 3.3 |  | Conventional Hydro | Water |  | 21.5
R1696 | Seneca Power Partners, L.P. | Schaghticoke 2 | F | 24059 | Schaghticoke | 083 | 36 | 2923 | 3.275 | 4.1 | 4.1 | 3.3 | 3.3 |  | Conventional Hydro | Water |  | 19.5
R1697 | Seneca Power Partners, L.P. | Schaghticoke 3 | F | 24059 | Schaghticoke | 083 | 36 | 2923 | 3.275 | 4.1 | 4.1 | 3.3 | 3.3 |  | Conventional Hydro | Water |  | 9.2
R1583 | Niagara Mohawk Power Corp. | Schaghticoke 4 | F | 24059 | Schaghticoke | 083 | 36 | 2923 | 3.275 | 4.1 | 4.1 | 3.3 | 3.3 |  | Conventional Hydro | Water |  | 19.4
R1682 | Rockville Centre, Village of | High Falls | G | 23754 | Marbletown | 111 | 36 | 31747 | 3.2 | 3 | 3 | 0 | 0 |  | Conventional Hydro | Water |  | 0
R1551 | Niagara Mohawk Power Corp. | Inghams 1 | E | 24050 | Little Falls | 043 | 36 | 4384 | 3.2 | 3.5 | 3.5 | 3.2 | 3.2 |  | Conventional Hydro | Water |  | 14.9
R1552 | Niagara Mohawk Power Corp. | Inghams 2 | E | 24050 | Little Falls | 043 | 36 | 4384 | 3.2 | 3.5 | 3.5 | 3.2 | 3.2 |  | Conventional Hydro | Water |  | 13.4
R1201 | Erie Blvd. Hydro - Lower Hudson | Lower Saranac 1 | D | 23913 | Schuyler Falls | 019 | 36 | 33147 | 3.2 | 3.5 | 3.5 | 0 | 0 |  | Conventional Hydro | Water |  | 0
R1202 | Erie Blvd. Hydro - Lower Hudson | Lower Saranac 2 | D | 23913 | Schuyler Falls | 019 | 36 | 33147 | 3.2 | 3.5 | 3.5 | 0 | 0 |  | Conventional Hydro | Water |  | 0
R1336 | Freeport Electric | Sissonville | E | 23735 | Potsdam | 089 | 36 | 33086 | 3.1 | 3 | 3 | 3.1 | 3.1 |  | Conventional Hydro | Water |  | 14.4
R1192 | Erie Blvd. Hydro - East Canada Capital | Cadyville 3 | D | 23628 | Schuyler Falls | 019 | 36 | 31656 | 3.1 | 2.7 | 2.7 | 3.1 | 3.1 |  | Conventional Hydro | Water |  | 18.4
R1089 | Central Hudson Gas & Elec. Corp. | Flat Rock 1 | E | 24044 | Flat Rock | 089 | 36 | 8767 | 3 | 2.6 | 2.6 | 3 | 3 |  | Conventional Hydro | Water |  | 10.7
R1325 | Exelon Generation Company, LLC | Flat Rock 2 | E | 24044 | Flat Rock | 089 | 36 | 8767 | 3 | 2.6 | 2.6 | 3 | 3 |  | Conventional Hydro | Water |  | 8.7
R1172 | Erie Blvd. Hydro - Beaver River | Crescent 3 | F | 24018 | Crescent | 001 | 36 | 33420 | 3 | 3.2 | 3.2 | 3 | 3 |  | Conventional Hydro | Water |  | 19.4
R1173 | Erie Blvd. Hydro - Beaver River | Crescent 4 | F | 24018 | Crescent | 001 | 36 | 33420 | 3 | 3.2 | 3.2 | 3 | 3 |  | Conventional Hydro | Water |  | 18.4
R1182 | Erie Blvd. Hydro - Black River | Vischer Ferry 3 | F | 24020 | Vischer Ferry | 091 | 36 | 33420 | 3 | 3.2 | 3.2 | 3 | 2.9 |  | Conventional Hydro | Water |  | 18
R1183 | Erie Blvd. Hydro - Black River | Vischer Ferry 4 | F | 24020 | Vischer Ferry | 091 | 36 | 33420 | 3 | 3.2 | 3.2 | 3 | 2.9 |  | Conventional Hydro | Water |  | 19.4
R1266 | Erie Blvd. Hydro - Oswegatchie | Hewittville Hydro | E | 23633 | Potsdam | 089 | 36 | 30864 | 3 | 0 | 0 | 0 | 0 |  | Conventional Hydro | Water |  | 13.2
R1276 | Erie Blvd. Hydro - Seneca Oswego | Lyonsdale Assoc. (Burrows) | E | 23633 | Lyons Falls | 049 | 36 | 30864 | 3 | 0 | 0 | 0 | 0 |  | Conventional Hydro | Water |  | 8.7
R1278 | Erie Blvd. Hydro - Seneca Oswego | Mount Ida Hydro | F | 23643 | Troy | 083 | 36 | 31413 | 3 | 0 | 0 | 0 | 0 |  | Conventional Hydro | Water |  | 8.9
R1293 | Erie Blvd. Hydro - South Salmon | Synergics - Union Falls | D | 24055 | Union Falls | 019 | 36 | 32112 | 3 | 0 | 0 | 0 | 0 |  | Conventional Hydro | Water |  | 8
R1297 | Erie Blvd. Hydro - Upper Hudson | Unionville Hydro | E | 23633 | Potsdam | 089 | 36 | 30864 | 3 | 0 | 0 | 0 | 0 |  | Conventional Hydro | Water |  | 12.5
R1311 | Erie Blvd. Hydro - Upper Hudson | Station 26 1 | B | 23604 | Rochester | 055 | 36 | 19207 | 3 | 3 | 3 | 3 | 3 |  | Conventional Hydro | Water |  | 11.4
R1337 | Freeport Electric | Warrensburg | F | 23737 | Warrensburg | 113 | 36 | 32478 | 2.9 | 3 | 3 | 2.9 | 2.9 |  | Conventional Hydro | Water |  | 10.7
R1170 | Erie Blvd. Hydro - Beaver River | Crescent 1 | F | 24018 | Crescent | 001 | 36 | 33420 | 2.8 | 3.2 | 3.2 | 2.8 | 2.8 |  | Conventional Hydro | Water |  | 15.6
R1171 | Erie Blvd. Hydro - Beaver River | Crescent 2 | F | 24018 | Crescent | 001 | 36 | 33420 | 2.8 | 3.2 | 3.2 | 2.8 | 2.8 |  | Conventional Hydro | Water |  | 16
R1180 | Erie Blvd. Hydro - Black River | Vischer Ferry 1 | F | 24020 | Vischer Ferry | 091 | 36 | 33420 | 2.8 | 3.2 | 3.2 | 2.8 | 2.9 |  | Conventional Hydro | Water |  | 12.7
R1181 | Erie Blvd. Hydro - Black River | Vischer Ferry 2 | F | 24020 | Vischer Ferry | 091 | 36 | 33420 | 2.8 | 3.2 | 3.2 | 2.8 | 2.9 |  | Conventional Hydro | Water |  | 14.4
R1412 | Long Island Power Authority | Sugar Island 1 | E | 24057 | Potsdam | 089 | 36 | 8767 | 2.5 | 2.1 | 2.1 | 2.6 | 2.6 |  | Conventional Hydro | Water |  | 10.9
R1413 | Long Island Power Authority | Sugar Island 2 | E | 24057 | Potsdam | 089 | 36 | 8767 | 2.5 | 2 | 2 | 2.4 | 2.4 |  | Conventional Hydro | Water |  | 13.6
R1157 | Erie Blvd. Hydro - Beaver River | Stewarts Bridge 2 | F | 24058 | Hadley | 091 | 36 | 41426 | 2.5 | 0 | 0 | 0 | 0 |  | Conventional Hydro | Water |  | 20.8
R1299 | Erie Blvd. Hydro - Upper Hudson | Valley Falls Assoc. | F | 23643 | Valley Falls | 083 | 36 | 31260 | 2.5 | 0 | 0 | 0 | 0 |  | Conventional Hydro | Water |  | 7.1
R1432 | Long Island Power Authority | Waterport 2 | B | 24046 | Waterport | 073 | 36 | 24838 | 2.45 | 1.8 | 1.8 | 2.5 | 2.5 |  | Conventional Hydro | Water |  | 8.7
R1680 | Rockville Centre, Village of | Dashville 1 | G | 23610 | Rifton | 111 | 36 | 7306 | 2.4 | 2.7 | 2.7 | 0 | 0 |  | Conventional Hydro | Water |  | 0
R1681 | Rockville Centre, Village of | Dashville 2 | G | 23610 | Rifton | 111 | 36 | 7306 | 2.4 | 2.7 | 2.7 | 0 | 0 |  | Conventional Hydro | Water |  | 0
R1506 | New York State Elec. & Gas Corp. | Walden Hydro | G | 24148 | Walden | 071 | 36 | 30651 | 2.4 | 0 | 0 | 0 | 0 |  | Conventional Hydro | Water |  | 3.8
R1379 | Long Island Power Authority | Parishville | D | 24042 | Parishville | 089 | 36 | 9133 | 2.4 | 2.4 | 2.4 | 2.4 | 2.4 |  | Conventional Hydro | Water |  | 19.8
R1168 | Erie Blvd. Hydro - Beaver River | Ashokan 1 | G | 23654 | Ashokan | 111 | 36 | 30256 | 2.3 | 1.8 | 1.8 | 2.3 | 2.3 |  | Conventional Hydro | Water |  | 4.6
R1169 | Erie Blvd. Hydro - Beaver River | Ashokan 2 | G | 23654 | Ashokan | 111 | 36 | 30256 | 2.3 | 1.8 | 1.8 | 2.3 | 2.3 |  | Conventional Hydro | Water |  | 8.1
R1439 | Long Island Power Authority | Waterport 1 | B | 24046 | Waterport | 073 | 36 | 14977 | 2.25 | 1.6 | 1.6 | 2.3 | 2.3 |  | Conventional Hydro | Water |  | 8.5
R1072 | Boralex Hydro Operations Inc | Varick 2 | C | 24041 | Oswego | 075 | 36 | 9498 | 2.2 | 1.9 | 1.9 | 2.3 | 2.3 |  | Conventional Hydro | Water |  | 9.7
R1087 | Central Hudson Gas & Elec. Corp. | Varick 3 | C | 24041 | Oswego | 075 | 36 | 9498 | 2.2 | 2.1 | 2.1 | 2.3 | 2.3 |  | Conventional Hydro | Water |  | 5.7
R1088 | Central Hudson Gas & Elec. Corp. | Varick 4 | C | 24041 | Oswego | 075 | 36 | 9498 | 2.2 | 1.9 | 1.9 | 2.3 | 2.3 |  | Conventional Hydro | Water |  | 2.9
R1090 | Central Hudson Gas & Elec. Corp. | Varick 5 | C | 24041 | Oswego | 075 | 36 | 9498 | 2.2 | 1.9 | 1.9 | 2.3 | 2.3 |  | Conventional Hydro | Water |  | 7.9
R1234 | Erie Blvd. Hydro - North Salmon | Black River Hyd#3 - Pt. Leyden | E | 23633 | Port Leyden | 049 | 36 | 30864 | 2.2 | 0 | 0 | 0 | 0 |  | Conventional Hydro | Water |  | 16
R1235 | Erie Blvd. Hydro - North Salmon | Boralex - Middle Falls | F | 23643 | Easton | 115 | 36 | 32843 | 2.2 | 0 | 0 | 0 | 0 |  | Conventional Hydro | Water |  | 12.5
R1407 | Long Island Power Authority | Higley 3 | E | 24057 | Colton | 089 | 36 | 15707 | 2.08 | 2 | 2 | 2.1 | 2.1 |  | Conventional Hydro | Water |  | 8.8
R1408 | Long Island Power Authority | Higley 4 | E | 24057 | Colton | 089 | 36 | 15707 | 2.08 | 2 | 2 | 2.1 | 2.1 |  | Conventional Hydro | Water |  | 8.2
R1646 | NRG Power Marketing LLC | Eagle 4 | E | 24048 | Watson | 049 | 36 | 9133 | 2.05 | 2 | 2 | 2.1 | 2.1 |  | Conventional Hydro | Water |  | 12.8
R1438 | Long Island Power Authority | Wappingers Falls | G | 23765 | Wappingers Falls | 027 | 36 | 32478 | 2 | 2 | 2 | 2 | 2 |  | Conventional Hydro | Water |  | 11.2
R1419 | Long Island Power Authority | Black River 1 | E | 24047 | Black River | 045 | 36 | 7306 | 2 | 2.3 | 2.3 | 2 | 2 |  | Conventional Hydro | Water |  | 10.6
R1427 | Long Island Power Authority | Black River 2 | E | 24047 | Black River | 045 | 36 | 7306 | 2 | 2.3 | 2.3 | 2 | 2 |  | Conventional Hydro | Water |  | 16
R1145 | Emera Energy U.S. Sub. No. 1, Inc. | Black River 3 | E | 24047 | Black River | 045 | 36 | 7306 | 2 | 2.3 | 2.3 | 2 | 2 |  | Conventional Hydro | Water |  | 7
R1410 | Long Island Power Authority | Norwood | E | 24057 | Norwood | 089 | 36 | 10228 | 2 | 2.2 | 2.2 | 2 | 2 |  | Conventional Hydro | Water |  | 10.1
R1411 | Long Island Power Authority | Raymondville | E | 24057 | Raymondville | 089 | 36 | 10228 | 2 | 2.1 | 2.1 | 2 | 2 |  | Conventional Hydro | Water |  | 10.6
R1317 | Erie Blvd. Hydro - Upper Raquette | Seneca Falls 4 | C | 23627 | Seneca Falls | 099 | 36 | 35947 | 2 | 1.8 | 1.8 | 0 | 0 |  | Conventional Hydro | Water |  | 0
R1232 | Erie Blvd. Hydro - North Salmon | Black River Hyd#1 - Rock Isl. | E | 23633 | Port Leyden | 049 | 36 | 30864 | 1.9 | 0 | 0 | 0 | 0 |  | Conventional Hydro | Water |  | 4.8
R1122 | Consolidated Edison Energy, Inc. | Herrings 1 | E | 24047 | Herrings | 045 | 36 | 8767 | 1.8 | 1.8 | 1.8 | 1.8 | 1.8 |  | Conventional Hydro | Water |  | 6.3
R1123 | Consolidated Edison Energy, Inc. | Herrings 2 | E | 24047 | Herrings | 045 | 36 | 8767 | 1.8 | 1.8 | 1.8 | 1.8 | 1.8 |  | Conventional Hydro | Water |  | 9.5
R1116 | Consolidated Edison Energy, Inc. | Herrings 3 | E | 24047 | Herrings | 045 | 36 | 8767 | 1.8 | 1.8 | 1.8 | 1.8 | 1.8 |  | Conventional Hydro | Water |  | 5.2
R1117 | Consolidated Edison Energy, Inc. | Kamargo 1 | E | 24047 | Black River | 045 | 36 | 7672 | 1.8 | 1.8 | 1.8 | 1.8 | 1.8 |  | Conventional Hydro | Water |  | 7.5
R1118 | Consolidated Edison Energy, Inc. | Kamargo 2 | E | 24047 | Black River | 045 | 36 | 7672 | 1.8 | 1.8 | 1.8 | 1.8 | 1.8 |  | Conventional Hydro | Water |  | 9.2
R1340 | GenOn Energy Management, LLC | Kamargo 3 | E | 24047 | Black River | 045 | 36 | 7672 | 1.8 | 1.8 | 1.8 | 1.8 | 1.8 |  | Conventional Hydro | Water |  | 4.3
R1263 | Erie Blvd. Hydro - Oswegatchie | Fortis Energy - Diana | E | 23633 | Diana | 049 | 36 | 31229 | 1.8 | 0 | 0 | 0 | 0 |  | Conventional Hydro | Water |  | 6.6
R1289 | Erie Blvd. Hydro - Seneca Oswego | Stillwater Assoc. | E | 23633 | Webb | 043 | 36 | 31778 | 1.8 | 0 | 0 | 0 | 0 |  | Conventional Hydro | Water |  | 6.5
R1315 | Erie Blvd. Hydro - Upper Raquette | Seneca Falls 1 | C | 23627 | Seneca Falls | 099 | 36 | 35947 | 1.8 | 1.6 | 1.6 | 0 | 0 |  | Conventional Hydro | Water |  | 0
R1316 | Erie Blvd. Hydro - Upper Raquette | Seneca Falls 2 | C | 23627 | Seneca Falls | 099 | 36 | 35947 | 1.8 | 1.6 | 1.6 | 0 | 0 |  | Conventional Hydro | Water |  | 0
R1253 | Erie Blvd. Hydro - Oswegatchie | Cons. HY-Victory | F | 23643 | Victory Falls | 091 | 36 | 31747 | 1.7 | 0 | 0 | 0 | 0 |  | Conventional Hydro | Water |  | 6.6
R1280 | Erie Blvd. Hydro - Seneca Oswego | Newport Hydro Assoc. | E | 23633 | Newport | 043 | 36 | 32112 | 1.7 | 0 | 0 | 0 | 0 |  | Conventional Hydro | Water |  | 5.9
R1318 | Erie Blvd. Hydro - West Canada | Chateaugay High Falls | D | 323578 | Chateaugay | 033 | 36 | 32112 | 1.7 | 1.7 | 1.7 | 0 | 0 |  | Conventional Hydro | Water |  | 6.9
R1355 | Helix Ravenswood, LLC | High Falls 1 | E | 24048 | Indian River | 049 | 36 | 9133 | 1.6 | 1.9 | 1.9 | 1.6 | 1.6 |  | Conventional Hydro | Water |  | 9.9
R1110 | Consolidated Edison Co. of NY, Inc. | High Falls 2 | E | 24048 | Indian River | 049 | 36 | 9133 | 1.6 | 1.9 | 1.9 | 1.6 | 1.6 |  | Conventional Hydro | Water |  | 6.7
R1701 | Somerset Operating Company, LLC | High Falls 3 | E | 24048 | Indian River | 049 | 36 | 9133 | 1.6 | 1.9 | 1.9 | 1.6 | 1.6 |  | Conventional Hydro | Water |  | 15.2
R1125 | Consolidated Edison Energy, Inc. | Minetto 2 | C | 24041 | Minetto | 075 | 36 | 5480 | 1.6 | 1.5 | 1.5 | 1.7 | 1.7 |  | Conventional Hydro | Water |  | 5.6
R1124 | Consolidated Edison Energy, Inc. | Minetto 3 | C | 24041 | Minetto | 075 | 36 | 5480 | 1.6 | 1.5 | 1.5 | 1.7 | 1.7 |  | Conventional Hydro | Water |  | 6.7
R1358 | Indeck-Corinth LP | Minetto 4 | C | 24041 | Minetto | 075 | 36 | 5480 | 1.6 | 1.5 | 1.5 | 1.7 | 1.7 |  | Conventional Hydro | Water |  | 6.1
R1445 | Lyonsdale Biomass, LLC | Minetto 5 | C | 24041 | Minetto | 075 | 36 | 27395 | 1.6 | 1.5 | 1.5 | 1.7 | 1.7 |  | Conventional Hydro | Water |  | 4.2
R1533 | Niagara Mohawk Power Corp. | Minetto 6 | C | 24041 | Minetto | 075 | 36 | 27395 | 1.6 | 1.5 | 1.5 | 1.7 | 1.7 |  | Conventional Hydro | Water |  | 4.5
R1193 | Erie Blvd. Hydro - East Canada Capital | Chasm Falls Hydro | D | 5016 | Chateaugay | 033 | 36 | 30011 | 1.6 | 0 | 0 | 0 | 0 |  | Conventional Hydro | Water |  | 0
R1226 | Erie Blvd. Hydro - Lower Raquette | Algon.-Herkimer | E | 23633 | Herkimer | 043 | 36 | 32112 | 1.6 | 0 | 0 | 0 | 0 |  | Conventional Hydro | Water |  | 0
R1233 | Erie Blvd. Hydro - North Salmon | Black River Hyd#2 - Denley | E | 23633 | Port Leyden | 049 | 36 | 31382 | 1.6 | 0 | 0 | 0 | 0 |  | Conventional Hydro | Water |  | 1.3
R1274 | Erie Blvd. Hydro - Seneca Oswego | Kings Falls | E | 23633 | Copenhagen | 049 | 36 | 32264 | 1.6 | 0 | 0 | 0 | 0 |  | Conventional Hydro | Water |  | 0
R1339 | GenOn Energy Management, LLC | Effley 4 | E | 24048 | Belfort | 049 | 36 | 8402 | 1.56 | 1.5 | 1.5 | 1.6 | 1.6 |  | Conventional Hydro | Water |  | 10.1
R1109 | Consolidated Edison Co. of NY, Inc. | Oswego Falls E 1 | C | 24041 | Oswego | 075 | 36 | 5115 | 1.53 | 1.5 | 1.5 | 1.6 | 1.6 |  | Conventional Hydro | Water |  | 8.6
R1402 | Long Island Power Authority | Oswego Falls E 2 | C | 24041 | Oswego | 075 | 36 | 5115 | 1.53 | 1.5 | 1.5 | 1.6 | 1.6 |  | Conventional Hydro | Water |  | 8.6
R1396 | Long Island Power Authority | Oswego Falls E 3 | C | 24041 | Oswego | 075 | 36 | 5115 | 1.53 | 1.5 | 1.5 | 1.6 | 1.6 |  | Conventional Hydro | Water |  | 8.9
R1380 | Long Island Power Authority | Piercefield 1 | D | 24042 | Piercefield | 089 | 36 | 20821 | 1.5 | 1.6 | 1.6 | 1.5 | 1.5 |  | Conventional Hydro | Water |  | 8.9
R1184 | Erie Blvd. Hydro - Black River | Alice Falls 1 | D | 23915 | Ausable | 019 | 36 | 33543 | 1.5 | 1.6 | 1.6 | 0 | 0 |  | Conventional Hydro | Water |  | 0
R1229 | Erie Blvd. Hydro - North Salmon | Beaver Falls #1 | E | 23633 | Beaver Falls | 049 | 36 | 31413 | 1.5 | 0 | 0 | 0 | 0 |  | Conventional Hydro | Water |  | 9.1
R1252 | Erie Blvd. Hydro - Oswegatchie | City of Watervliet Hydro | F | 23643 | Guilderland | 001 | 36 | 31413 | 1.5 | 0 | 0 | 0 | 0 |  | Conventional Hydro | Water |  | 2.6
R1295 | Erie Blvd. Hydro - South Salmon | Tannery Island | E | 23633 | Carthage | 045 | 36 | 31413 | 1.5 | 0 | 0 | 0 | 0 |  | Conventional Hydro | Water |  | 6.6
R1444 | Long Island Power Authority | Goodyear Lake | E | 323669 | Milford | 077 | 36 | 29403 | 1.4 | 1.4 | 1.4 | 0 | 0 |  | Conventional Hydro | Water |  | 6.2
R1241 | Erie Blvd. Hydro - Oak Orchard | C.H.I. (Hailsboro #4) | E | 23633 | Hailsboro | 089 | 36 | 31413 | 1.4 | 0 | 0 | 0 | 0 |  | Conventional Hydro | Water |  | 10.3
R1006 | Astoria Generating Company L.P. | Eagle 2 | E | 24048 | Watson | 049 | 36 | 5480 | 1.35 | 1.3 | 1.3 | 1.4 | 1.4 |  | Conventional Hydro | Water |  | 4.9
R1007 | Astoria Generating Company L.P. | Eagle 3 | E | 24048 | Watson | 049 | 36 | 6941 | 1.35 | 1.3 | 1.3 | 1.4 | 1.4 |  | Conventional Hydro | Water |  | 5.2
R1662 | NRG Power Marketing LLC | Ephratah 1 | F | 24051 | Caroga Lake | 035 | 36 | 7306 | 1.35 | 0.7 | 0.7 | 1.4 | 1.4 |  | Conventional Hydro | Water |  | 0.4
R1386 | Long Island Power Authority | Chasm 3 | D | 24042 | Chateaugay | 033 | 36 | 9498 | 1.35 | 1.6 | 1.6 | 1.4 | 1.4 |  | Conventional Hydro | Water |  | 7.5
R1104 | Consolidated Edison Co. of NY, Inc. | Eagle 1 | E | 24048 | Watson | 049 | 36 | 5115 | 1.3 | 1.2 | 1.2 | 1.3 | 1.3 |  | Conventional Hydro | Water |  | 7.8
R1084 | Cayuga Operating Company, LLC | Ephratah 3 | F | 24051 | Caroga Lake | 035 | 36 | 4019 | 1.3 | 0 | 0 | 0 | 0 |  | Conventional Hydro | Water |  | 2.9
R1085 | Cayuga Operating Company, LLC | Ephratah 4 | F | 24051 | Caroga Lake | 035 | 36 | 4019 | 1.3 | 0.7 | 0.7 | 1.3 | 1.3 |  | Conventional Hydro | Water |  | 5.6
R1153 | Erie Blvd. Hydro - Beaver River | Sherman Island 6 | F | 24058 | Queensbury | 113 | 36 | 39846 | 1.3 | 0 | 0 | 0 | 0 |  | Conventional Hydro | Water |  | 9.6
R1210 | Erie Blvd. Hydro - Lower Hudson | Rainbow Falls 1 | D | 23628 | Ausable | 019 | 36 | 9710 | 1.3 | 1.5 | 1.5 | 1.3 | 1.3 |  | Conventional Hydro | Water |  | 0
R1211 | Erie Blvd. Hydro - Lower Hudson | Rainbow Falls 2 | D | 23628 | Ausable | 019 | 36 | 10075 | 1.3 | 1.5 | 1.5 | 1.3 | 1.3 |  | Conventional Hydro | Water |  | 0
R1243 | Erie Blvd. Hydro - Oak Orchard | C.H.I. (Theresa) | E | 23633 | Theresa | 089 | 36 | 31413 | 1.3 | 0 | 0 | 0 | 0 |  | Conventional Hydro | Water |  | 5.8
R1702 | Stephentown Spindle LLC | Taylorville 4 | E | 24048 | Belfort | 049 | 36 | 9863 | 1.2 | 1.1 | 1.1 | 1.2 | 1.2 |  | Conventional Hydro | Water |  | 6.8
R1428 | Long Island Power Authority | Ephratah 2 | F | 24051 | Caroga Lake | 035 | 36 | 4019 | 1.2 | 0.6 | 0.6 | 1.2 | 1.2 |  | Conventional Hydro | Water |  | 2.6
R1614 | Niagara Mohawk Power Corp. | Johnsonville 1 | F | 24059 | Johnsonville | 083 | 36 | 3289 | 1.2 | 1.3 | 1.3 | 1.2 | 1.2 |  | Conventional Hydro | Water |  | 3.9
R1608 | Niagara Mohawk Power Corp. | Johnsonville 2 | F | 24059 | Johnsonville | 083 | 36 | 3289 | 1.2 | 1.3 | 1.3 | 1.2 | 1.2 |  | Conventional Hydro | Water |  | 3.4
R1107 | Consolidated Edison Co. of NY, Inc. | Schuylerville | F | 24059 | Schuylerville | 091 | 36 | 6941 | 1.2 | 1.5 | 1.5 | 1.2 | 1.2 |  | Conventional Hydro | Water |  | 1.2
R1405 | Long Island Power Authority | Higley 1 | E | 24057 | Colton | 089 | 36 | 4750 | 1.2 | 1.1 | 1.1 | 1.2 | 1.2 |  | Conventional Hydro | Water |  | 10.3
R1406 | Long Island Power Authority | Higley 2 | E | 24057 | Colton | 089 | 36 | 4750 | 1.2 | 1.1 | 1.1 | 1.2 | 1.2 |  | Conventional Hydro | Water |  | 7.6
R1100 | CHI Energy Inc | Feeder Dam 1 | F | 24058 | S Glens Falls | 091 | 36 | 8767 | 1.2 | 0.9 | 0.9 | 1.2 | 1.2 |  | Conventional Hydro | Water |  | 5.3
R1127 | Consolidated Hydro New York, Inc. | Feeder Dam 2 | F | 24058 | S Glens Falls | 091 | 36 | 8767 | 1.2 | 0.9 | 0.9 | 1.2 | 1.2 |  | Conventional Hydro | Water |  | 5
R1128 | Consolidated Hydro New York, Inc. | Feeder Dam 3 | F | 24058 | S Glens Falls | 091 | 36 | 8767 | 1.2 | 0.9 | 0.9 | 1.2 | 1.2 |  | Conventional Hydro | Water |  | 5.6
R1135 | Eagle Creek Hydro Power, LLC | Feeder Dam 4 | F | 24058 | S Glens Falls | 091 | 36 | 8767 | 1.2 | 0.9 | 0.9 | 1.2 | 1.2 |  | Conventional Hydro | Water |  | 5.1
R1136 | Eagle Creek Hydro Power, LLC | Feeder Dam 5 | F | 24058 | S Glens Falls | 091 | 36 | 8767 | 1.2 | 0.9 | 0.9 | 1.2 | 1.2 |  | Conventional Hydro | Water |  | 5.6
R1190 | Erie Blvd. Hydro - Black River | Cadyville 1 | D | 23628 | Schuyler Falls | 019 | 36 | 7884 | 1.2 | 1 | 1 | 1.2 | 1.2 |  | Conventional Hydro | Water |  | 0
R1191 | Erie Blvd. Hydro - Black River | Cadyville 2 | D | 23628 | Schuyler Falls | 019 | 36 | 7884 | 1.2 | 1 | 1 | 1.2 | 1.2 |  | Conventional Hydro | Water |  | 6.2
R1207 | Erie Blvd. Hydro - Lower Hudson | Mill C 2 | D | 23628 | Plattsburgh | 019 | 36 | 15919 | 1.2 | 1.2 | 1.2 | 1.2 | 1.2 |  | Conventional Hydro | Water |  | 4.7
R1238 | Erie Blvd. Hydro - North Salmon | C.H.I. (Diamond Is) | E | 23633 | Watertown | 045 | 36 | 31413 | 1.2 | 0 | 0 | 0 | 0 |  | Conventional Hydro | Water |  | 5.1
R1376 | Long Island Power Authority | Franklin 1 | D | 24042 | Franklin | 033 | 36 | 4019 | 1.135 | 1.1 | 1.1 | 1.1 | 1.1 |  | Conventional Hydro | Water |  | 5.3
R1377 | Long Island Power Authority | Franklin 2 | D | 24042 | Franklin | 033 | 36 | 9498 | 1.135 | 1.1 | 1.1 | 1.1 | 1.1 |  | Conventional Hydro | Water |  | 5.4
R1627 | Niagara Mohawk Power Corp. | Taylorville 1 | E | 24048 | Belfort | 049 | 36 | 4750 | 1.1 | 1 | 1 | 1.1 | 1.1 |  | Conventional Hydro | Water |  | 7.7
R1373 | LI Energy Storage System, LLC | Taylorville 2 | E | 24048 | Belfort | 049 | 36 | 4750 | 1.1 | 1 | 1 | 1.1 | 1.1 |  | Conventional Hydro | Water |  | 6
R1374 | LI Energy Storage System, LLC | Taylorville 3 | E | 24048 | Belfort | 049 | 36 | 4750 | 1.1 | 1 | 1 | 1.1 | 1.1 |  | Conventional Hydro | Water |  | 4.9
R1342 | Helix Ravenswood, LLC | Eel Weir 2 | E | 24044 | Heuvelton | 089 | 36 | 13881 | 1.1 | 0.8 | 0.8 | 1.1 | 1.1 |  | Conventional Hydro | Water |  | 2
R1704 | Tenaska Power Services Co. | Eel Weir 3 | E | 24044 | Heuvelton | 089 | 36 | 13881 | 1.1 | 0.8 | 0.8 | 1.1 | 1.1 |  | Conventional Hydro | Water |  | 3.1
R1663 | NRG Power Marketing LLC | Mongaup 1 | G | 23641 | Forestburg | 105 | 36 | 8583 | 1 | 0.9 | 0.9 | 1 | 1 |  | Conventional Hydro | Water |  | 15.1
R1664 | NRG Power Marketing LLC | Mongaup 2 | G | 23641 | Forestburg | 105 | 36 | 8583 | 1 | 1 | 1 | 1 | 1 |  | Conventional Hydro | Water |  | 0
R1665 | NRG Power Marketing LLC | Mongaup 3 | G | 23641 | Forestburg | 105 | 36 | 8583 | 1 | 1 | 1 | 1 | 1 |  | Conventional Hydro | Water |  | 0
R1667 | Orange and Rockland Utilities | Mongaup 4 | G | 23641 | Forestburg | 105 | 36 | 9498 | 1 | 1 | 1 | 1 | 1 |  | Conventional Hydro | Water |  | 0
R1693 | Seneca Power Partners, L.P. | Belfort 3 | E | 24048 | Belfort | 049 | 36 | 6576 | 1 | 1 | 1 | 1 | 1 |  | Conventional Hydro | Water |  | 7.9
R1442 | Long Island Power Authority | Sewalls 1 | E | 24047 | Watertown | 045 | 36 | 9133 | 1 | 1.1 | 1.1 | 1 | 1 |  | Conventional Hydro | Water |  | 3.1
R1661 | NRG Power Marketing LLC | Sewalls 2 | E | 24047 | Watertown | 045 | 36 | 9133 | 1 | 1.1 | 1.1 | 1 | 1 |  | Conventional Hydro | Water |  | 4.5
R1384 | Long Island Power Authority | Chasm 1 | D | 24042 | Chateaugay | 033 | 36 | 4750 | 1 | 1.1 | 1.1 | 1 | 1 |  | Conventional Hydro | Water |  | 7.9
R1385 | Long Island Power Authority | Chasm 2 | D | 24042 | Chateaugay | 033 | 36 | 4750 | 1 | 1.1 | 1.1 | 1 | 1 |  | Conventional Hydro | Water |  | 6.6
R1378 | Long Island Power Authority | Macomb | D | 24042 | Malone | 033 | 36 | 14611 | 1 | 1.1 | 1.1 | 1 | 1 |  | Conventional Hydro | Water |  | 6.3
R1596 | Niagara Mohawk Power Corp. | South Edwards 1 | E | 24044 | South Edwards | 089 | 36 | 13516 | 1 | 1.2 | 1.2 | 1 | 1 |  | Conventional Hydro | Water |  | 4.7
R1619 | Niagara Mohawk Power Corp. | South Edwards 2 | E | 24044 | South Edwards | 089 | 36 | 13516 | 1 | 1.2 | 1.2 | 1 | 1 |  | Conventional Hydro | Water |  | 4
R1206 | Erie Blvd. Hydro - Lower Hudson | Mill C 1 | D | 23628 | Plattsburgh | 019 | 36 | 16285 | 1 | 0.9 | 0.9 | 1 | 1 |  | Conventional Hydro | Water |  | 3.2
R1230 | Erie Blvd. Hydro - North Salmon | Beaver Falls #2 | E | 23633 | Beaver Falls | 049 | 36 | 31413 | 1 | 0 | 0 | 0 | 0 |  | Conventional Hydro | Water |  | 4.7
R1244 | Erie Blvd. Hydro - Oak Orchard | Cellu-Tissue Corp - Natural Dam | E | 23633 | Gouverneur | 089 | 36 | 31413 | 1 | 0 | 0 | 0 | 0 |  | Conventional Hydro | Water |  | 0
R1258 | Erie Blvd. Hydro - Oswegatchie | Empire Hydro Partners | E | 23633 | Port Leyden | 049 | 36 | 30987 | 1 | 0 | 0 | 0 | 0 |  | Conventional Hydro | Water |  | 4.8
R1270 | Erie Blvd. Hydro - Seneca Oswego | Hollow Dam Power | E | 23633 | Saint Lawrence | 089 | 36 | 32112 | 1 | 0 | 0 | 0 | 0 |  | Conventional Hydro | Water |  | 2.8
R1683 | Rockville Centre, Village of | Millpond | G | 5004 | Catskill | 039 | 36 | 34304 | 0.9 | 0 | 0 | 0 | 0 |  | Conventional Hydro | Water |  | 0
R1492 | New York State Elec. & Gas Corp. | Groveville Hydro | G | 323602 | Beacon | 027 | 36 | 30651 | 0.9 | 0.9 | 0.9 | 0 | 0 |  | Conventional Hydro | Water |  | 0
R1068 | Black River Hydroelectric, LLC | Oswego Falls W 4 | C | 24041 | Oswego | 075 | 36 | 5115 | 0.9 | 1 | 1 | 0.9 | 0.9 |  | Conventional Hydro | Water |  | 3.5
R1069 | Boralex Hydro Operations Inc | Oswego Falls W 5 | C | 24041 | Oswego | 075 | 36 | 5115 | 0.9 | 1 | 1 | 0.9 | 0.9 |  | Conventional Hydro | Water |  | 2.8
R1247 | Erie Blvd. Hydro - Oswegatchie | Christine Falls Hydro | F | 23643 | Wells | 041 | 36 | 32112 | 0.85 | 0 | 0 | 0 | 0 |  | Conventional Hydro | Water |  | 0
R1304 | Erie Blvd. Hydro - Upper Hudson | Wave Hydro LLC | C | 23634 | Baldwinsville | 067 | 36 | 40216 | 0.823 | 0 | 0 | 0 | 0 |  | Conventional Hydro | Water |  | 0
R1121 | Consolidated Edison Energy, Inc. | Fulton 1 | C | 24041 | Fulton | 075 | 36 | 8767 | 0.8 | 0.8 | 0.8 | 0.8 | 0.8 |  | Conventional Hydro | Water |  | 3.8
R1189 | Erie Blvd. Hydro - Black River | Auburn - No. Div.St | C | 5015 | Auburn | 011 | 36 | 33939 | 0.8 | 0 | 0 | 0 | 0 |  | Conventional Hydro | Water |  | 0
R1242 | Erie Blvd. Hydro - Oak Orchard | C.H.I. (Hailsboro #6) | E | 23633 | Hailsboro | 089 | 36 | 31413 | 0.8 | 0 | 0 | 0 | 0 |  | Conventional Hydro | Water |  | 4.2
R1301 | Erie Blvd. Hydro - Upper Hudson | Village of Potsdam | E | 23633 | Potsdam | 089 | 36 | 31413 | 0.8 | 0 | 0 | 0 | 0 |  | Conventional Hydro | Water |  | 0
R1353 | Helix Ravenswood, LLC | Elmer 1 | E | 24048 | Belfort | 049 | 36 | 5845 | 0.75 | 0.9 | 0.9 | 0.8 | 0.8 |  | Conventional Hydro | Water |  | 5.9
R1354 | Helix Ravenswood, LLC | Elmer 2 | E | 24048 | Belfort | 049 | 36 | 5845 | 0.75 | 0.9 | 0.9 | 0.8 | 0.8 |  | Conventional Hydro | Water |  | 5.6
R1240 | Erie Blvd. Hydro - NYS Barge | C.H.I. (Hailsboro #3) | E | 23633 | Hailsboro | 089 | 36 | 31413 | 0.75 | 0 | 0 | 0 | 0 |  | Conventional Hydro | Water |  | 3.7
R1698 | Seneca Power Partners, L.P. | South Edwards 3 | E | 24044 | South Edwards | 089 | 36 | 7672 | 0.68 | 0.8 | 0.8 | 0.7 | 0.7 |  | Conventional Hydro | Water |  | 2.6
R1648 | NRG Power Marketing LLC | Belfort 2 | E | 24048 | Belfort | 049 | 36 | 5480 | 0.64 | 0.6 | 0.6 | 0.6 | 0.6 |  | Conventional Hydro | Water |  | 2.8
R1108 | Consolidated Edison Co. of NY, Inc. | Effley 3 | E | 24048 | Belfort | 049 | 36 | 3654 | 0.6 | 0.5 | 0.5 | 0.6 | 0.6 |  | Conventional Hydro | Water |  | 3.5
R1397 | Long Island Power Authority | Piercefield 2 | D | 24042 | Piercefield | 089 | 36 | 8767 | 0.6 | 0.6 | 0.6 | 0.6 | 0.6 |  | Conventional Hydro | Water |  | 3.2
R1429 | Long Island Power Authority | Piercefield 3 | D | 24042 | Piercefield | 089 | 36 | 8767 | 0.6 | 0.6 | 0.6 | 0.6 | 0.6 |  | Conventional Hydro | Water |  | 3.2
R1185 | Erie Blvd. Hydro - Black River | Alice Falls 2 | D | 23915 | Ausable | 019 | 36 | 33543 | 0.6 | 0.6 | 0.6 | 0 | 0 |  | Conventional Hydro | Water |  | 0
R1228 | Erie Blvd. Hydro - Lower Raquette | Azure Mountain | D | 24055 | St. Regis Falls | 033 | 36 | 34182 | 0.6 | 0 | 0 | 0 | 0 |  | Conventional Hydro | Water |  | 2.4
R1236 | Erie Blvd. Hydro - North Salmon | Burt Dam Hydro | A | 23774 | Burt | 063 | 36 | 32112 | 0.6 | 0 | 0 | 0 | 0 |  | Conventional Hydro | Water |  | 0.5
R1239 | Erie Blvd. Hydro - North Salmon | C.H.I. (Fowler) | E | 23633 | Fowler | 049 | 36 | 31413 | 0.6 | 0 | 0 | 0 | 0 |  | Conventional Hydro | Water |  | 4.3
R1246 | Erie Blvd. Hydro - Oak Orchard | Chittenden Falls | F | 23643 | Stuyvesant | 021 | 36 | 35034 | 0.6 | 0 | 0 | 0 | 0 |  | Conventional Hydro | Water |  | 0
R1271 | Erie Blvd. Hydro - Seneca Oswego | Hoosick Falls | F | 23643 | Hoosick Falls | 083 | 36 | 32356 | 0.6 | 0 | 0 | 0 | 0 |  | Conventional Hydro | Water |  | 0
R1285 | Erie Blvd. Hydro - Seneca Oswego | Riverrat Glass & Electric | F | 23643 | Wadhams | 031 | 36 | 31413 | 0.6 | 0 | 0 | 0 | 0 |  | Conventional Hydro | Water |  | 0
R1286 | Erie Blvd. Hydro - Seneca Oswego | Sandy Hollow Hydro Assoc. | E | 23633 | Philadelphia | 045 | 36 | 31656 | 0.6 | 0 | 0 | 0 | 0 |  | Conventional Hydro | Water |  | 0
R1591 | Niagara Mohawk Power Corp. | Oswegatchie 1 | E | 24044 | Oswegatchie | 089 | 36 | 13516 | 0.56 | 1.3 | 1.3 | 0.6 | 0.6 |  | Conventional Hydro | Water |  | 3.8
R1212 | Erie Blvd. Hydro - Lower Raquette | Waterloo 2 | C | 5020 | Waterloo | 099 | 36 | 35947 | 0.534 | 0 | 0 | 0 | 0 |  | Conventional Hydro | Water |  | 0
R1213 | Erie Blvd. Hydro - Lower Raquette | Waterloo 3 | C | 5021 | Waterloo | 099 | 36 | 35947 | 0.533 | 0 | 0 | 0 | 0 |  | Conventional Hydro | Water |  | 0
R1214 | Erie Blvd. Hydro - Lower Raquette | Waterloo 4 | C | 5022 | Waterloo | 099 | 36 | 35947 | 0.533 | 0 | 0 | 0 | 0 |  | Conventional Hydro | Water |  | 0
R1357 | Indeck Energy Services of Silver Springs | Heuvelton 1 | E | 24044 | Heuvelton | 089 | 36 | 8767 | 0.52 | 0.4 | 0.4 | 0.5 | 0.5 |  | Conventional Hydro | Water |  | 2
R1542 | Niagara Mohawk Power Corp. | Heuvelton 2 | E | 24044 | Heuvelton | 089 | 36 | 8767 | 0.52 | 0.4 | 0.4 | 0.5 | 0.5 |  | Conventional Hydro | Water |  | 1.4
R1685 | Rockville Centre, Village of | Salisbury Mills | G | 5006 | Salisbury Mills | 071 | 36 | 31747 | 0.5 | 0 | 0 | 0 | 0 |  | Conventional Hydro | Water |  | 0
R1437 | Long Island Power Authority | Wallkill | G | 5007 | Shwangunk | 111 | 36 | 31747 | 0.5 | 0 | 0 | 0 | 0 |  | Conventional Hydro | Water |  | 0
R1381 | Long Island Power Authority | Yaleville 1 | E | 24057 | Norwood | 089 | 36 | 14611 | 0.5 | 0.2 | 0.2 | 0.5 | 0.5 |  | Conventional Hydro | Water |  | 1.8
R1433 | Long Island Power Authority | Glenwood 1 | B | 24046 | Medina | 073 | 36 | 18264 | 0.5 | 0.5 | 0.5 | 0.5 | 0.5 |  | Conventional Hydro | Water |  | 1.3
R1434 | Long Island Power Authority | Glenwood 2 | B | 24046 | Medina | 073 | 36 | 18264 | 0.5 | 0.5 | 0.5 | 0.5 | 0.5 |  | Conventional Hydro | Water |  | 1
R1394 | Long Island Power Authority | Glenwood 3 | B | 24046 | Medina | 073 | 36 | 18264 | 0.5 | 0.5 | 0.5 | 0.5 | 0.5 |  | Conventional Hydro | Water |  | 0.3
R1393 | Long Island Power Authority | Eel Weir 1 | E | 24044 | Heuvelton | 089 | 36 | 10228 | 0.5 | 0.3 | 0.3 | 0.5 | 0.5 |  | Conventional Hydro | Water |  | 1.9
R1561 | Niagara Mohawk Power Corp. | Lower Newton Falls 1 | E | 24044 | Newton Falls | 089 | 36 | 37438 | 0.5 | 0.6 | 0.6 | 0.5 | 0.5 |  | Conventional Hydro | Water |  | 3
R1361 | Indeck-Yerkes LP | Talcville 1 | E | 24044 | Edwards | 089 | 36 | 31747 | 0.5 | 0.4 | 0.4 | 0.5 | 0.5 |  | Conventional Hydro | Water |  | 3.4
R1360 | Indeck-Oswego LP | Talcville 2 | E | 24044 | Edwards | 089 | 36 | 31747 | 0.5 | 0.4 | 0.4 | 0.5 | 0.5 |  | Conventional Hydro | Water |  | 0.5
R1141 | East Coast Power, LLC | Upper Newton Falls 2 | E | 24044 | Newton Falls | 089 | 36 | 37438 | 0.5 | 0.4 | 0.4 | 0.5 | 0.5 |  | Conventional Hydro | Water |  | 3.2
R1067 | Binghamton BOP, LLC | Upper Newton Falls 3 | E | 24044 | Newton Falls | 089 | 36 | 37438 | 0.5 | 0.4 | 0.4 | 0.5 | 0.5 |  | Conventional Hydro | Water |  | 2.6
R1144 | Emera Energy Services, Inc | Upper Newton Falls 4 | E | 24044 | Newton Falls | 089 | 36 | 37438 | 0.5 | 0.4 | 0.4 | 0.5 | 0.5 |  | Conventional Hydro | Water |  | 1.4
R1070 | Boralex Hydro Operations Inc | Oswego Falls W 6 | C | 24041 | Oswego | 075 | 36 | 39083 | 0.5 | 0.5 | 0.5 | 0.5 | 0.5 |  | Conventional Hydro | Water |  | 0.8
R1071 | Boralex Hydro Operations Inc | Oswego Falls W 7 | C | 24041 | Oswego | 075 | 36 | 39083 | 0.5 | 0.5 | 0.5 | 0.5 | 0.5 |  | Conventional Hydro | Water |  | 0.8
R1227 | Erie Blvd. Hydro - Lower Raquette | Algon.-Otter Creek | E | 23633 | Greig | 049 | 36 | 31717 | 0.5 | 0 | 0 | 0 | 0 |  | Conventional Hydro | Water |  | 0
R1256 | Erie Blvd. Hydro - Oswegatchie | Cranberry Lake | E | 23633 | Cranberry Lake | 049 | 36 | 32112 | 0.5 | 0 | 0 | 0 | 0 |  | Conventional Hydro | Water |  | 1.6
R1296 | Erie Blvd. Hydro - Upper Hudson | Town of Wells (Lake Algonquin) | F | 23643 | Wells | 041 | 36 | 32112 | 0.5 | 0 | 0 | 0 | 0 |  | Conventional Hydro | Water |  | 1.6
R1302 | Erie Blvd. Hydro - Upper Hudson | Village of Potsdam 2 | E | 23633 | Potsdam | 089 | 36 | 41730 | 0.5 | 0 | 0 | 0 | 0 |  | Conventional Hydro | Water |  | 0
R1688 | Seneca Energy II, LLC | Fulton 2 | C | 24041 | Fulton | 075 | 36 | 10228 | 0.45 | 0.4 | 0.4 | 0.5 | 0.5 |  | Conventional Hydro | Water |  | 2.2
R1647 | NRG Power Marketing LLC | Belfort 1 | E | 24048 | Belfort | 049 | 36 | 1097 | 0.4 | 0.4 | 0.4 | 0.4 | 0.4 |  | Conventional Hydro | Water |  | 1.5
R1440 | Long Island Power Authority | Effley 1 | E | 24048 | Belfort | 049 | 36 | 732 | 0.4 | 0.3 | 0.3 | 0.4 | 0.4 |  | Conventional Hydro | Water |  | 1.6
R1008 | Astoria Generating Company L.P. | Effley 2 | E | 24048 | Belfort | 049 | 36 | 2558 | 0.4 | 0.3 | 0.3 | 0.4 | 0.4 |  | Conventional Hydro | Water |  | 1.4
R1188 | Erie Blvd. Hydro - Black River | Auburn - Mill St. | C | 5014 | Auburn | 011 | 36 | 29860 | 0.4 | 0 | 0 | 0 | 0 |  | Conventional Hydro | Water |  | 0
R1245 | Erie Blvd. Hydro - Oak Orchard | Champlain Spinner | F | 23643 | Whitehall | 031 | 36 | 33786 | 0.4 | 0 | 0 | 0 | 0 |  | Conventional Hydro | Water |  | 0.8
R1267 | Erie Blvd. Hydro - Oswegatchie | Hollings&Vose-Center | F | 23643 | Easton | 115 | 36 | 31413 | 0.4 | 0 | 0 | 0 | 0 |  | Conventional Hydro | Water |  | 0.7
R1268 | Erie Blvd. Hydro - Seneca Oswego | Hollings&Vose-Lower | F | 23643 | Easton | 115 | 36 | 31413 | 0.4 | 0 | 0 | 0 | 0 |  | Conventional Hydro | Water |  | 0
R1269 | Erie Blvd. Hydro - Seneca Oswego | Hollings&Vose-Upper | F | 23643 | Easton | 115 | 36 | 31413 | 0.4 | 0 | 0 | 0 | 0 |  | Conventional Hydro | Water |  | 0
R1273 | Erie Blvd. Hydro - Seneca Oswego | Kayuta Lake | E | 23633 | Kayuta | 065 | 36 | 32264 | 0.4 | 0 | 0 | 0 | 0 |  | Conventional Hydro | Water |  | 1.4
R1282 | Erie Blvd. Hydro - Seneca Oswego | Oakvale Construction | D | 24055 | Wilmington | 031 | 36 | 40118 | 0.4 | 0 | 0 | 0 | 0 |  | Conventional Hydro | Water |  | 2
R1294 | Erie Blvd. Hydro - South Salmon | Synergics - Upper Greenwich | F | 23643 | Greenwich | 115 | 36 | 32112 | 0.4 | 0 | 0 | 0 | 0 |  | Conventional Hydro | Water |  | 0
R1421 | Long Island Power Authority | Oak Orchard | B | 24046 | Waterport | 073 | 36 | 14977 | 0.35 | 0.3 | 0.3 | 0.4 | 0.4 |  | Conventional Hydro | Water |  | 0
R1705 | TransAlta Energy Marketing (U.S.) Inc. | Baldwinsville 1 | C | 24041 | Baldwinsville | 067 | 36 | 9863 | 0.32 | 0.2 | 0.2 | 0.3 | 0.3 |  | Conventional Hydro | Water |  | 2
R1467 | New York Power Authority | Baldwinsville 2 | C | 24041 | Baldwinsville | 067 | 36 | 9863 | 0.32 | 0.2 | 0.2 | 0.3 | 0.3 |  | Conventional Hydro | Water |  | 1.4
R1203 | Erie Blvd. Hydro - Lower Hudson | Lower Saranac 3 | D | 23913 | Schuyler Falls | 019 | 36 | 33147 | 0.3 | 2.9 | 2.9 | 0 | 0 |  | Conventional Hydro | Water |  | 0
R1255 | Erie Blvd. Hydro - Oswegatchie | Cottrell Paper | F | 23643 | Rock City Falls | 091 | 36 | 31778 | 0.3 | 0 | 0 | 0 | 0 |  | Conventional Hydro | Water |  | 0
R1257 | Erie Blvd. Hydro - Oswegatchie | Edison Hydro Electric | F | 23643 | Stottville | 021 | 36 | 40118 | 0.3 | 0 | 0 | 0 | 0 |  | Conventional Hydro | Water |  | 0.5
R1264 | Erie Blvd. Hydro - Oswegatchie | Franklin Hydro | D | 24055 | Franklin Falls | 033 | 36 | 34759 | 0.3 | 0 | 0 | 0 | 0 |  | Conventional Hydro | Water |  | 0
R1272 | Erie Blvd. Hydro - Seneca Oswego | Indian Falls HY | E | 23633 | Theresa | 045 | 36 | 31413 | 0.3 | 0 | 0 | 0 | 0 |  | Conventional Hydro | Water |  | 0
R1309 | Erie Blvd. Hydro - Upper Hudson | Mt Morris | B | 5060 | Mt Morris | 051 | 36 | 6027 | 0.3 | 0 | 0 | 0 | 0 |  | Conventional Hydro | Water |  | 0
R1595 | Niagara Mohawk Power Corp. | Oswegatchie 2 | E | 24044 | Oswegatchie | 089 | 36 | 13516 | 0.24 | 0.5 | 0.5 | 0.2 | 0.2 |  | Conventional Hydro | Water |  | 2.9
R1382 | Long Island Power Authority | Yaleville 2 | E | 24057 | Norwood | 089 | 36 | 14611 | 0.225 | 0.3 | 0.3 | 0.2 | 0.2 |  | Conventional Hydro | Water |  | 1.2
R1684 | Rockville Centre, Village of | Montgomery West | G | 5005 | Montgomery | 071 | 36 | 31352 | 0.2 | 0 | 0 | 0 | 0 |  | Conventional Hydro | Water |  | 0
R1672 | ReEnergy Black River LLC | South Edwards 4 | E | 24044 | South Edwards | 089 | 36 | 13516 | 0.2 | 0.2 | 0.2 | 0.2 | 0.2 |  | Conventional Hydro | Water |  | 1.4
R1194 | Erie Blvd. Hydro - East Canada Capital | Croton Falls Hydro | I | 5017 | North Salem | 119 | 36 | 31778 | 0.2 | 0 | 0 | 0 | 0 |  | Conventional Hydro | Water |  | 0
R1209 | Erie Blvd. Hydro - Lower Hudson | Montville Falls | C | 5019 | Moravia | 011 | 36 | 33817 | 0.2 | 0 | 0 | 0 | 0 |  | Conventional Hydro | Water |  | 0
R1225 | Erie Blvd. Hydro - Lower Raquette | Adams Hydro | E | 23633 | Adams | 045 | 36 | 32082 | 0.2 | 0 | 0 | 0 | 0 |  | Conventional Hydro | Water |  | 0
R1231 | Erie Blvd. Hydro - North Salmon | Bellows Towers | D | 24055 | Malone | 033 | 36 | 31929 | 0.2 | 0 | 0 | 0 | 0 |  | Conventional Hydro | Water |  | 0
R1249 | Erie Blvd. Hydro - Oswegatchie | City of Utica - Sand Road | E | 23633 | Utica | 065 | 36 | 34090 | 0.2 | 0 | 0 | 0 | 0 |  | Conventional Hydro | Water |  | 1.5
R1250 | Erie Blvd. Hydro - Oswegatchie | City of Utica -Trenton Falls | E | 23633 | Utica | 065 | 36 | 34001 | 0.2 | 0 | 0 | 0 | 0 |  | Conventional Hydro | Water |  | 0.7
R1287 | Erie Blvd. Hydro - Seneca Oswego | Seneca Limited | C | 23634 | Syracuse | 067 | 36 | 31382 | 0.2 | 0 | 0 | 0 | 0 |  | Conventional Hydro | Water |  | 0
R1292 | Erie Blvd. Hydro - South Salmon | Synergics - Middle Greenwich | F | 23643 | Greenwich | 115 | 36 | 32112 | 0.2 | 0 | 0 | 0 | 0 |  | Conventional Hydro | Water |  | 0
R1303 | Erie Blvd. Hydro - Upper Hudson | Village of Saranac Lake | D | 24055 | Saranac Lake | 033 | 36 | 35400 | 0.2 | 0 | 0 | 0 | 0 |  | Conventional Hydro | Water |  | 0.5
R1308 | Erie Blvd. Hydro - Upper Hudson | Mills Mills | B | 5059 | Fillmore | 003 | 36 | 2374 | 0.2 | 0 | 0 | 0 | 0 |  | Conventional Hydro | Water |  | 0
R1298 | Erie Blvd. Hydro - Upper Hudson | Valatie Falls | F | 23643 | Valatie | 021 | 36 | 33939 | 0.1 | 0 | 0 | 0 | 0 |  | Conventional Hydro | Water |  | 0.3
R1300 | Erie Blvd. Hydro - Upper Hudson | Village of Gouverneur | E | 23633 | Gouverneur | 089 | 36 | 31413 | 0.1 | 0 | 0 | 0 | 0 |  | Conventional Hydro | Water |  | 0
R1307 | Erie Blvd. Hydro - Upper Hudson | Buttermilk Falls | G | 5055 | Highland Falls | 071 | 36 | 31747 | 0.1 | 0 | 0 | 0 | 0 |  | Conventional Hydro | Water |  | 0
R1279 | Erie Blvd. Hydro - Seneca Oswego | Mountainaire Massage Spa | F | 23643 | Wevertown | 113 | 36 | 40118 | 0 | 0 | 0 | 0 | 0 |  | Conventional Hydro | Water |  | 0
R1473 | New York Power Authority | East Hampton Battery Storage | K | 5066 | East Hampton | 103 | 36 | 43313 | 5 | 5 | 5 | 0 | 0 |  | Energy Storage | Battary |  | 0
R1369 | Jamestown Board of Public Utilities | Montauk Battery Storage | K | 5068 | Montauk | 103 | 36 | 43374 | 5 | 5 | 5 | 0 | 0 |  | Energy Storage | Battary |  | 0
R1370 | Jamestown Board of Public Utilities | Beacon LESR | F | 323632 | Stephentown | 083 | 36 | 40511 | 20 | 0 | 0 | 0 | 0 |  | Energy Storage | Fly Wheel |  | 0
R1478 | New York Power Authority | Long Island Solar Farm | K | 323691 | Upton | 103 | 36 | 40848 | 31.5 | 31.5 | 31.5 | 31.5 | 31.5 |  | Photovoltaic | Sunlight |  | 48.8
R1479 | New York Power Authority | Shoreham Solar | K | 323752 | East Shoreham | 103 | 36 | 43282 | 25 | 24.9 | 24.9 | 0 | 0 |  | Photovoltaic | Sunlight |  | 0
R1493 | New York State Elec. & Gas Corp. | Maple Ridge Wind 1 | E | 323574 | Lowville | 049 | 36 | 38718 | 231 | 231 | 231 | 231 | 231 |  | Wind Turbine | Wind |  | 536
R1498 | New York State Elec. & Gas Corp. | Marble River Wind | D | 323696 | Ellenburg | 019 | 36 | 41091 | 215.2 | 215.2 | 215.2 | 215.2 | 215.2 |  | Wind Turbine | Wind |  | 488.9
R1509 | New York State Elec. & Gas Corp. | Wethersfield Wind Power | C | 323626 | Wethersfield | 121 | 36 | 39793 | 126 | 126 | 126 | 126 | 126 |  | Wind Turbine | Wind |  | 257.3
R1482 | New York Power Authority | Canandaigua Wind Power | C | 323617 | Avoca | 101 | 36 | 39787 | 125 | 125 | 125 | 125 | 125 |  | Wind Turbine | Wind |  | 245.5
R1510 | New York State Elec. & Gas Corp. | High Sheldon Wind Farm | C | 323625 | Sheldon | 121 | 36 | 39845 | 118.1 | 112.5 | 112.5 | 118.1 | 118.1 |  | Wind Turbine | Wind |  | 247.7
R1505 | New York State Elec. & Gas Corp. | Chateaugay Wind Power | D | 323614 | Chateaugay | 033 | 36 | 39728 | 106.5 | 106.5 | 106.5 | 106.5 | 106.5 |  | Wind Turbine | Wind |  | 190.9
R1504 | New York State Elec. & Gas Corp. | Bliss Wind Power | A | 323608 | Bliss | 121 | 36 | 39527 | 100.5 | 100.5 | 100.5 | 100.5 | 100.5 |  | Wind Turbine | Wind |  | 192.8
R1507 | New York State Elec. & Gas Corp. | Clinton Wind Power | D | 323605 | Clinton | 019 | 36 | 39547 | 100.5 | 100.5 | 100.5 | 100.5 | 100.5 |  | Wind Turbine | Wind |  | 146.9
R1503 | New York State Elec. & Gas Corp. | Altona Wind Power | D | 323606 | Altona | 019 | 36 | 39714 | 97.5 | 97.5 | 97.5 | 97.5 | 97.5 |  | Wind Turbine | Wind |  | 168.6
R1511 | New York State Elec. & Gas Corp. | Orangeville Wind Farm | C | 323706 | Orangeville | 121 | 36 | 41609 | 93.9 | 94.4 | 94.4 | 93.9 | 93.9 |  | Wind Turbine | Wind |  | 289.6
R1491 | New York Power Authority | Maple Ridge Wind 2 | E | 323611 | Lowville | 049 | 36 | 39417 | 90.8 | 90.7 | 90.7 | 90.8 | 90.8 |  | Wind Turbine | Wind |  | 203.2
R1508 | New York State Elec. & Gas Corp. | Ellenburg Wind Power | D | 323604 | Ellenburg | 019 | 36 | 39538 | 81 | 81 | 81 | 81 | 81 |  | Wind Turbine | Wind |  | 144
R1488 | New York Power Authority | Copenhagen Wind Farm | E | 323753 | Copenhagen | 049 | 36 | 43435 | 79.9 | 79.9 | 79.9 | 0 | 0 |  | Wind Turbine | Wind |  | 8.2
R1489 | New York Power Authority | Arkwright Summit Wind Farm | A | 323751 | Arkwright | 013 | 36 | 43344 | 78.4 | 0 | 0 | 0 | 0 |  | Wind Turbine | Wind |  | 82
R1496 | New York State Elec. & Gas Corp. | Jericho Rise Wind Farm | D | 323719 | Chateaugay | 033 | 36 | 42705 | 77.7 | 77.7 | 77.7 | 77.7 | 77.7 |  | Wind Turbine | Wind |  | 226.1
R1494 | New York State Elec. & Gas Corp. | Hardscrabble Wind | E | 323673 | Fairfield | 043 | 36 | 40575 | 74 | 74 | 74 | 74 | 74 |  | Wind Turbine | Wind |  | 176.8
R1495 | New York State Elec. & Gas Corp. | Howard Wind | C | 323690 | Howard | 101 | 36 | 40878 | 55.4 | 57.4 | 57.4 | 55.4 | 55.4 |  | Wind Turbine | Wind |  | 125.1
R1485 | New York Power Authority | Munnsville Wind Power | E | 323609 | Bouckville | 053 | 36 | 39314 | 34.5 | 34.5 | 34.5 | 34.5 | 34.5 |  | Wind Turbine | Wind |  | 58.2
R1483 | New York Power Authority | Fenner Wind Power | C | 24204 | Fenner | 053 | 36 | 37226 | 30 | 0 | 0 | 0 | 0 |  | Wind Turbine | Wind |  | 54.5
R1502 | New York State Elec. & Gas Corp. | Steel Wind | A | 323596 | Lackawanna | 029 | 36 | 39105 | 20 | 0 | 0 | 0 | 0 |  | Wind Turbine | Wind |  | 46.9
R1501 | New York State Elec. & Gas Corp. | Marsh Hill Wind Farm | C | 323713 | Jasper | 101 | 36 | 41974 | 16.2 | 0 | 0 | 0 | 0 |  | Wind Turbine | Wind |  | 46.4
R1490 | New York Power Authority | Erie Wind | A | 323693 | Lackawanna | 029 | 36 | 40940 | 15 | 0 | 0 | 0 | 0 |  | Wind Turbine | Wind |  | 26.2
R1497 | New York State Elec. & Gas Corp. | Madison Wind Power | E | 24146 | Madison | 053 | 36 | 36770 | 11.55 | 11.5 | 11.5 | 11.6 | 11.6 |  | Wind Turbine | Wind |  | 18.7
R1512 | New York State Elec. & Gas Corp. | Western NY Wind Power | B | 24143 | Wethersfield | 121 | 36 | 36800 | 6.6 | 0 | 0 | 0 | 0 |  | Wind Turbine | Wind |  | 4.6
|  |  | count | 376 | sum |  |  | SUM | 7397.4 | 6416.6 | 6416.6 | 6023.4 | 5994.7 |  |  |  | sum | 33079
This chart isn't available in your version of Excel. Editing this shape or saving this workbook into a different file format will permanently break the chart.
This chart isn't available in your version of Excel. Editing this shape or saving this workbook into a different file format will permanently break the chart.
This chart isn't available in your version of Excel. Editing this shape or saving this workbook into a different file format will permanently break the chart.
This chart isn't available in your version of Excel. Editing this shape or saving this workbook into a different file format will permanently break the chart.
This chart isn't available in your version of Excel. Editing this shape or saving this workbook into a different file format will permanently break the chart.
This chart isn't available in your version of Excel. Editing this shape or saving this workbook into a different file format will permanently break the chart.